## READ ME 1st
NOTES ON THE 2019 PRICE LIST RELEASE
This Price List represents a nominal product price increase of 4.5% over 2018 pricing.
Note that for some items a variance from the nominal 4.5% increase occurs due to:
Rounding:
All items $100.00 and less are rounded to $0.10
All items greater than $100.00 are rounded to $1.00
OBSOLETE ITEMS:
Some items have been removed from the price list because they are obsolete, discontinued, and are no longer available.
| ITEM NO |  | DESC
| AJ-1003-12-01 |  | InfraSaveAir curtain 1003
| AJ-1004-12-01 |  | InfraSaveAir curtain 1004
UPDATED ITEMS:
All item numbers and descriptions for Infrasave air curtains have been updated to the equivalent SchwankAir item number.
There is no change on the unit specifications, and only item numbers/descriptions have been updated.
Please refer to "Updated Items" sheet to see the list of updated items.

## Infrasave 2019 US$
ITEM NO | DESC | 2019U | Effective
AC-JE24-20 | SchwankAir 524EH Surface Mount; Electric Heated; 24'' Length; Elect: 208/3/60 | 902 | 2019-04-01
AC-JE32-20 | SchwankAir 532EH Surface Mount; Electric Heated; 32'' Length; Elect: 208/3/61 | 1273 | 2019-04-01
AB-1006-12-01 | SchwankAir curtain 1006 | 1726 | 2019-04-01
AC-CA45-23 | SchwankAir 2045 Surface Mount; Ambient Air; 45'' Length; Elect: 230/1/60 | 2834 | 2019-04-01
AC-CA47-23-R | SchwankAir 2047R Recessed Mount; Ambient Air; 47'' Length; Elect: 230/1/60 | 3211 | 2019-04-01
AC-CA63-23-R | SchwankAir 2063R Recessed Mount; Ambient Air; 63'' Length; Elect: 230/1/60 | 3981 | 2019-04-01
AC-CA66-23 | SchwankAir 2066 Surface Mount; Ambient Air; 66'' Length; Elect: 230/1/60 | 3244 | 2019-04-01
AC-CA83-23-R | SchwankAir 2083R Recessed Mount; Ambient Air; 83'' Length; Elect: 230/1/60 | 4964 | 2019-04-01
AC-CA87-23 | SchwankAir 2087 Surface Mount; Ambient Air; 87'' Length; Elect: 230/1/60 | 4123 | 2019-04-01
AC-CE45-20 | SchwankAir 2045EH Surface Mount; Electric Heat; 45'' Length; Elect: 208/3/60 | 2994 | 2019-04-01
AC-CE45-48 | SchwankAir 2045EH Surface Mount; Electric Heat; 45'' Length; Elect: 480/3/60 | 2994 | 2019-04-01
AC-CE45-60 | SchwankAir 2045EH Surface Mount; Electric Heat; 45'' Length; Elect: 600/3/60 | 2994 | 2019-04-01
AC-CE47-20-R | SchwankAir 2047EHR Recessed Mount; Electric Heat; 47'' Length; Elect: 208/3/60 | 3997 | 2019-04-01
AC-CE47-48-R | SchwankAir 2047EHR Recessed Mount; Electric Heat; 47'' Length; Elect: 480/3/60 | 3997 | 2019-04-01
AC-CE47-60-R | SchwankAir 2047EHR Recessed Mount; Electric Heat; 47'' Length; Elect: 600/3/60 | 3997 | 2019-04-01
AC-CE63-20-R | SchwankAir 2063EHR Recessed Mount; Electric Heat; 63'' Length; Elect: 208/3/60 | 4686 | 2019-04-01
AC-CE63-48-R | SchwankAir 2063EHR Recessed Mount; Electric Heat; 63'' Length; Elect: 480/3/60 | 4686 | 2019-04-01
AC-CE63-60-R | SchwankAir 2063EHR Recessed Mount; Electric Heat; 63'' Length; Elect: 600/3/60 | 4686 | 2019-04-01
AC-CE66-20 | SchwankAir 2066EH Surface Mount; Electric Heat; 66'' Length; Elect: 208/3/60 | 3326 | 2019-04-01
AC-CE66-48 | SchwankAir 2066EH Surface Mount; Electric Heat; 66'' Length; Elect: 480/3/60 | 3326 | 2019-04-01
AC-CE66-60 | SchwankAir 2066EH Surface Mount; Electric Heat; 66'' Length; Elect: 600/3/60 | 3326 | 2019-04-01
AC-CE83-20-R | SchwankAir 2083EHR Recessed Mount; Electric Heat; 83'' Length; Elect: 208/3/60 | 6946 | 2019-04-01
AC-CE83-48-R | SchwankAir 2083EHR Recessed Mount; Electric Heat; 83'' Length; Elect: 480/3/60 | 6946 | 2019-04-01
AC-CE83-60-R | SchwankAir 2083EHR Recessed Mount; Electric Heat; 83'' Length; Elect: 600/3/60 | 6946 | 2019-04-01
AC-CE87-20 | SchwankAir 2087EH Surface Mount; Electric Heat; 87'' Length; Elect: 208/3/60 | 5346 | 2019-04-01
AC-CE87-48 | SchwankAir 2087EH Surface Mount; Electric Heat; 87'' Length; Elect: 480/3/60 | 5346 | 2019-04-01
AC-CE87-60 | SchwankAir 2087EH Surface Mount; Electric Heat; 87'' Length; Elect: 600/3/60 | 5346 | 2019-04-01
AC-HA47-23-R | SchwankAir 2547R Recessed Mount; Ambient Air; 46.7'' Length; Elect: 230/1/60 | 4778 | 2019-04-01
AC-HA51-23 | SchwankAir 2551 Surface Mount; Ambient Air; 51.2'' Length; Elect: 230/1/60 | 4036 | 2019-04-01
AC-HA67-23-R | SchwankAir 2567R Recessed Mount; Ambient Air; 67.3'' Length; Elect: 230/1/60 | 6465 | 2019-04-01
AC-HA72-23 | SchwankAir 2572 Surface Mount; Ambient Air; 71.9'' Length; Elect: 230/1/60 | 5444 | 2019-04-01
AC-HA88-23-R | SchwankAir 2588R Recessed Mount; Ambient Air; 88'' Length; Elect: 230/1/60 | 7923 | 2019-04-01
AC-HA93-23 | SchwankAir 2593 Surface Mount; Ambient Air; 92.5'' Length; Elect: 230/1/60 | 6711 | 2019-04-01
AC-HE47-20-R | SchwankAir 2547EHR Recessed Mount; Electric Heat; 46.7'' Length; Elect: 208/3/60 | 6247 | 2019-04-01
AC-HE47-48-R | SchwankAir 2547EHR Recessed Mount; Electric Heat; 46.7'' Length; Elect: 480/3/60 | 6247 | 2019-04-01
AC-HE47-60-R | SchwankAir 2547EHR Recessed Mount; Electric Heat; 46.7'' Length; Elect: 600/3/60 | 6247 | 2019-04-01
AC-HE51-20 | SchwankAir 2551EH Surface Mount; Electric Heat; 51.2'' Length; Elect: 208/3/60 | 5264 | 2019-04-01
AC-HE51-48 | SchwankAir 2551EH Surface Mount; Electric Heat; 51.2'' Length; Elect: 480/3/60 | 5264 | 2019-04-01
AC-HE51-60 | SchwankAir 2551EH Surface Mount; Electric Heat; 51.2'' Length; Elect: 600/3/60 | 5264 | 2019-04-01
AC-HE67-20-R | SchwankAir 2567EHR Recessed Mount; Electric Heat; 67.3'' Length; Elect: 208/3/60 | 8436 | 2019-04-01
AC-HE67-48-R | SchwankAir 2567EHR Recessed Mount; Electric Heat; 67.3'' Length; Elect: 480/3/60 | 8436 | 2019-04-01
AC-HE67-60-R | SchwankAir 2567EHR Recessed Mount; Electric Heat; 67.3'' Length; Elect: 600/3/60 | 8436 | 2019-04-01
AC-HE72-20 | SchwankAir 2572EH Surface Mount; Electric Heat; 71.9'' Length; Elect: 208/3/60 | 7126 | 2019-04-01
AC-HE72-48 | SchwankAir 2572EH Surface Mount; Electric Heat; 71.9'' Length; Elect: 480/3/60 | 7126 | 2019-04-01
AC-HE72-60 | SchwankAir 2572EH Surface Mount; Electric Heat; 71.9'' Length; Elect: 600/3/60 | 7126 | 2019-04-01
AC-HE88-20-R | SchwankAir 2588EHR Recessed Mount; Electric Heat; 88'' Length; Elect: 208/3/60 | 10342 | 2019-04-01
AC-HE88-48-R | SchwankAir 2588EHR Recessed Mount; Electric Heat; 88'' Length; Elect: 480/3/60 | 10342 | 2019-04-01
AC-HE88-60-R | SchwankAir 2588EHR Recessed Mount; Electric Heat; 88'' Length; Elect: 600/3/60 | 10342 | 2019-04-01
AC-HE93-20 | SchwankAir 2593EH Surface Mount; Electric Heat; 92.5'' Length; Elect: 208/3/60 | 8721 | 2019-04-01
AC-HE93-48 | SchwankAir 2593EH Surface Mount; Electric Heat; 92.5'' Length; Elect: 480/3/60 | 8721 | 2019-04-01
AC-HE93-60 | SchwankAir 2593EH Surface Mount; Electric Heat; 92.5'' Length; Elect: 600/3/60 | 8721 | 2019-04-01
EL-0519-12 | EL-0519 Electric IR Indoor/Outdoor; Single Bulb; 19'' Long; 500 W; 120/1 | 536 | 2019-04-01
EL-0719-12 | EL-0719 Electric IR Indoor/Outdoor; Single Bulb; 19'' Long; 750 W; 120/1 | 536 | 2019-04-01
EL-1033-12 | EL-1033 Electric IR Indoor/Outdoor; Single Bulb; 33'' Long; 1000 W; 120/1 | 547 | 2019-04-01
EL-1533-12 | EL-1533 Electric IR Indoor/Outdoor; Single Bulb; 33'' Long; 1500 W: 120/1 | 570 | 2019-04-01
EL-1533-20 | EL-1533 Electric IR Indoor/Outdoor; Single Bulb; 33'' Long; 1500 W: 208/3 | 570 | 2019-04-01
EL-2039-20 | EL-2039 Electric IR Indoor/Outdoor; Single Bulb; 39'' Long; 2000 W: 208/3 | 591 | 2019-04-01
EL-2539-20 | EL-2539 Electric IR Indoor/Outdoor; Single Bulb; 39'' Long; 2500 W: 208/3 | 608 | 2019-04-01
EL-3033-20 | ELD-3033 Electric IR Indoor/Outdoor; Dual Bulb; 33'' Long; 3000 W: 208/3 | 724 | 2019-04-01
EL-3061-20 | EL-3061 Electric IR Indoor/Outdoor; Single Bulb; 61'' Long; 3000 W: 208/3 | 792 | 2019-04-01
EL-4039-20 | ELD-4039 Electric IR Indoor/Outdoor; Dual Bulb; 39'' Long; 4000 W: 208/3 | 724 | 2019-04-01
EL-4061-20 | EL-4061 Electric IR Indoor/Outdoor; Single Bulb; 61'' Long; 4000 W: 208/3 | 792 | 2019-04-01
EL-5039-20 | ELD-5039 Electric IR Indoor/Outdoor; Dual Bulb; 39'' Long; 5000 W: 208/3 | 825 | 2019-04-01
EL-6061-20 | ELD-6061 Electric IR Indoor/Outdoor; Dual Bulb; 61'' Long; 6000 W: 208/3 | 948 | 2019-04-01
EL-1533-24 | EL-1533 Electric IR Indoor/Outdoor; Single Bulb; 33'' Long; 1500 W: 240/1 | 570 | 2019-04-01
EL-2039-24 | EL-2039 Electric IR Indoor/Outdoor; Single Bulb; 39'' Long; 2000 W: 240/1 | 591 | 2019-04-01
EL-2539-24 | EL-2539 Electric IR Indoor/Outdoor; Single Bulb; 39'' Long; 2500 W: 240/1 | 608 | 2019-04-01
EL-3033-24 | ELD-3033 Electric IR Indoor/Outdoor; Dual Bulb; 33'' Long; 3000 W: 240/1 | 724 | 2019-04-01
EL-3061-24 | EL-3061 Electric IR Indoor/Outdoor; Single Bulb; 61'' Long; 3000 W: 240/1 | 792 | 2019-04-01
EL-4039-24 | ELD-4039 Electric IR Indoor/Outdoor; Dual Bulb; 39'' Long; 4000 W: 240/1 | 724 | 2019-04-01
EL-4061-24 | EL-4061 Electric IR Indoor/Outdoor; Single Bulb; 61'' Long; 4000 W: 240/1 | 792 | 2019-04-01
EL-5039-24 | ELD-5039 Electric IR Indoor/Outdoor; Dual Bulb; 39'' Long; 5000 W: 240/1 | 825 | 2019-04-01
EL-6061-24 | ELD-6061 Electric IR Indoor/Outdoor; Dual Bulb; 61'' Long; 6000 W: 240/1 | 948 | 2019-04-01
IL-0025-LP | INFRASAVE 25 HI INTENSITY HEATER LP | 638 | 2019-04-01
IL-0025-NG | INFRASAVE 25 HI INTENSITY HEATER NG | 638 | 2019-04-01
IL-0037-LP | INFRASAVE 37 HI INTENSITY HEATER LP | 665 | 2019-04-01
IL-0037-NG | INFRASAVE 37 HI INTENSITY HEATER NG | 665 | 2019-04-01
IL-0050-LP | INFRASAVE 50 HI INTENSITY HEATER LP | 794 | 2019-04-01
IL-0050-NG | INFRASAVE 50 HI INTENSITY HEATER NG | 794 | 2019-04-01
IL-0075-LP | INFRASAVE 75 HI INTENSITY HEATER LP | 929 | 2019-04-01
IL-0075-NG | INFRASAVE 75 HI INTENSITY HEATER NG | 929 | 2019-04-01
IL-0100-LP | INFRASAVE 100 HI INTENSITY HEATER LP | 999 | 2019-04-01
IL-0100-NG | INFRASAVE 100 HI INTENSITY HEATER NG | 999 | 2019-04-01
IL-0150-LP | INFRASAVE 150 HI INTENSITY HEATER NG | 1718 | 2019-04-01
IL-0150-NG | INFRASAVE 150 HI INTENSITY HEATER NG | 1718 | 2019-04-01
IL-0200-LP | INFRASAVE 200 HI INTENSITY HEATER LP | 1884 | 2019-04-01
IL-0200-NG | INFRASAVE 200 HI INTENSITY HEATER NG | 1884 | 2019-04-01
IO-0135-LP | OUTDOOR MODEL IO-135 Marine Grade S/S with Black Finish - 35,000 Btuh LP | 2184 | 2019-04-01
IO-0135-NG | OUTDOOR MODEL IO-135 Marine Grade S/S with Black Finish - 35,000 Btuh NG | 2184 | 2019-04-01
IO-0135-SL | OUTDOOR MODEL IO-135 Marine Grade S/S - 35,000 Btuh LP | 2184 | 2019-04-01
IO-0135-SN | OUTDOOR MODEL IO-135 Marine Grade S/S - 35,000 Btuh NG | 2184 | 2019-04-01
IO-0150-LP | OUTDOOR MODEL IO-150 Marine Grade S/S with Black Finish - 50,000 Btuh LP | 2363 | 2019-04-01
IO-0150-NG | OUTDOOR MODEL IO-150 Marine Grade S/S with Black Finish - 50,000 Btuh NG | 2363 | 2019-04-01
IO-0150-SL | OUTDOOR MODEL IO-150 Marine Grade S/S - 50,000 Btuh LP | 2363 | 2019-04-01
IO-0150-SN | OUTDOOR MODEL IO-150 Marine Grade S/S - 50,000 Btuh NG | 2363 | 2019-04-01
IO-0152-NG | OUTDOOR MODEL IO-152 Two Stage Marine Grade S/S with Black Finish - 50/36.5 MBH NG Only | 2599 | 2019-04-01
IO-0152-SN | OUTDOOR MODEL IO-152 Two Stage Marine Grade S/S - 50/36.5 MBH NG Only | 2599 | 2019-04-01
IO-0212-LP | OUTDOOR MODEL IO-212 Marine Grade S/S with Black Finish - 25,000 Btuh LP | 2418 | 2019-04-01
IO-0212-NG | OUTDOOR MODEL IO-212 Marine Grade S/S with Black Finish - 25,000 Btuh NG | 2418 | 2019-04-01
IO-0213-LP | OUTDOOR MODEL IO-213 Marine Grade S/S with Black Finish - 35,000 Btuh LP | 2820 | 2019-04-01
IO-0213-NG | OUTDOOR MODEL IO-213 Marine Grade S/S with Black Finish - 35,000 Btuh NG | 2820 | 2019-04-01
IO-0252-NG | OUTDOOR MODEL IO-252 Marine Grade S/S with Black Finish - 50/35,000 Btuh NG | 2846 | 2019-04-01
IQ-100-20-AN | Premier IQ Model Tube Heater: 100,000 Btuh NG; 20 FT; USA | 2033 | 2019-04-01
IQ-110-30-AN | Premier IQ Model Tube Heater: 110,000 Btuh NG; 30 FT; USA | 2170 | 2019-04-01
IQ-110-40-AN | Premier IQ Model Tube Heater: 110,000 Btuh NG; 40 FT; USA | 2432 | 2019-04-01
IQ-110-50-AN | Premier IQ Model Tube Heater: 110,000 Btuh NG; 50 FT; USA | 2807 | 2019-04-01
IQ-130-30-AN | Premier IQ Model Tube Heater: 130,000 Btuh NG; 30 FT; USA | 2170 | 2019-04-01
IQ-130-40-AN | Premier IQ Model Tube Heater: 130,000 Btuh NG; 40 FT; USA | 2432 | 2019-04-01
IQ-130-50-AN | Premier IQ Model Tube Heater: 130,000 Btuh NG; 50 FT; USA | 2807 | 2019-04-01
IQ-155-40-AN | Premier IQ Model Tube Heater: 155,000 Btuh NG; 40 FT; USA | 2519 | 2019-04-01
IQ-155-50-AN | Premier IQ Model Tube Heater: 155,000 Btuh NG; 50 FT; USA | 2895 | 2019-04-01
IQ-155-60-AN | Premier IQ Model Tube Heater: 155,000 Btuh NG; 60 FT; USA | 3156 | 2019-04-01
IQ-175-50-AL | Premier IQ Model Tube Heater: 175,000 Btuh LP; 50 FT; USA | 3049 | 2019-04-01
IQ-175-50-AN | Premier IQ Model Tube Heater: 175,000 Btuh NG; 50 FT; USA | 3049 | 2019-04-01
IQ-175-60-AL | Premier IQ Model Tube Heater: 175,000 Btuh LP; 60 FT; USA | 3311 | 2019-04-01
IQ-175-60-AN | Premier IQ Model Tube Heater: 175,000 Btuh NG; 60 FT; USA | 3311 | 2019-04-01
IQ-175-70-AN | Premier IQ Model Tube Heater: 175,000 Btuh NG; 70 FT; USA | 3572 | 2019-04-01
IQ-200-50-AN | Premier IQ Model Tube Heater: 200,000 Btuh NG; 50 FT; USA | 3049 | 2019-04-01
IQ-200-60-AL | Premier IQ Model Tube Heater: 200,000 Btuh LP; 60 FT; USA | 3311 | 2019-04-01
IQ-200-60-AN | Premier IQ Model Tube Heater: 200,000 Btuh NG; 60 FT; USA | 3311 | 2019-04-01
IQ-200-70-AL | Premier IQ Model Tube Heater: 200,000 Btuh LP; 70 FT; USA | 3572 | 2019-04-01
IQ-200-70-AN | Premier IQ Model Tube Heater: 200,000 Btuh NG; 70 FT; USA | 3572 | 2019-04-01
IQ-45-20-AN | Premier IQ Model Tube Heater: 45,000 Btuh NG; 20 FT; USA | 1908 | 2019-04-01
IQ-60-20-AN | Premier IQ Model Tube Heater: 60,000 Btuh NG; 20 FT; USA | 1908 | 2019-04-01
IQ-60-30-AN | Premier IQ Model Tube Heater: 60,000 Btuh NG; 30 FT; USA | 2170 | 2019-04-01
IQ-80-20-AN | Premier IQ Model Tube Heater: 80,000 Btuh NG; 20 FT; USA | 1908 | 2019-04-01
IQ-80-30-AN | Premier IQ Model Tube Heater: 80,000 Btuh NG; 30 FT; USA | 2170 | 2019-04-01
IQ-80-40-AN | Premier IQ Model Tube Heater: 80,000 Btuh NG; 40 FT; USA | 2432 | 2019-04-01
ITB-100-20-AN | Builder ITB Model Tube Heater: 100,000 Btuh NG; 20 FT; USA | 1833 | 2019-04-01
ITB-110-30-AN | Builder ITB Model Tube Heater: 110,000 Btuh NG; 30 FT; USA | 1833 | 2019-04-01
ITB-110-40-AN | Builder ITB Model Tube Heater: 110,000 Btuh NG; 40 FT; USA | 2017 | 2019-04-01
ITB-110-50-AN | Builder ITB Model Tube Heater: 110,000 Btuh NG; 50 FT; USA | 2346 | 2019-04-01
ITB-130-30-AN | Builder ITB Model Tube Heater: 130,000 Btuh NG; 30 FT; USA | 1833 | 2019-04-01
ITB-130-40-AN | Builder ITB Model Tube Heater: 130,000 Btuh NG; 40 FT; USA | 2017 | 2019-04-01
ITB-130-50-AN | Builder ITB Model Tube Heater: 130,000 Btuh NG; 50 FT; USA | 2346 | 2019-04-01
ITB-155-40-AN | Builder ITB Model Tube Heater: 155,000 Btuh NG; 40 FT; USA | 2111 | 2019-04-01
ITB-155-50-AN | Builder ITB Model Tube Heater: 155,000 Btuh NG; 50 FT; USA | 2440 | 2019-04-01
ITB-155-60-AN | Builder ITB Model Tube Heater: 155,000 Btuh NG; 60 FT; USA | 2637 | 2019-04-01
ITB-175-50-AL | Builder ITB Model Tube Heater: 175,000 Btuh LP; 50 FT; USA | 2628 | 2019-04-01
ITB-175-50-AN | Builder ITB Model Tube Heater: 175,000 Btuh NG; 50 FT; USA | 2628 | 2019-04-01
ITB-175-60-AL | Builder ITB Model Tube Heater: 175,000 Btuh LP; 60 FT; USA | 2825 | 2019-04-01
ITB-175-60-AN | Builder ITB Model Tube Heater: 175,000 Btuh NG; 60 FT; USA | 2825 | 2019-04-01
ITB-175-70-AN | Builder ITB Model Tube Heater: 175,000 Btuh NG; 70 FT; USA | 3024 | 2019-04-01
ITB-200-50-AN | Builder ITB Model Tube Heater: 200,000 Btuh NG; 50 FT; USA | 2628 | 2019-04-01
ITB-200-60-AL | Builder ITB Model Tube Heater: 200,000 Btuh LP; 60 FT; USA | 2825 | 2019-04-01
ITB-200-60-AN | Builder ITB Model Tube Heater: 200,000 Btuh NG; 60 FT; USA | 2825 | 2019-04-01
ITB-200-70-AL | Builder ITB Model Tube Heater: 200,000 Btuh LP; 70 FT; USA | 3024 | 2019-04-01
ITB-200-70-AN | Builder ITB Model Tube Heater: 200,000 Btuh NG; 70 FT; USA | 3024 | 2019-04-01
ITB-45-20-AN | Builder ITB Model Tube Heater: 45,000 Btuh NG; 20 FT; USA | 1648 | 2019-04-01
ITB-60-20-AN | Builder ITB Model Tube Heater: 60,000 Btuh NG; 20 FT; USA | 1648 | 2019-04-01
ITB-60-30-AN | Builder ITB Model Tube Heater: 60,000 Btuh NG; 30 FT; USA | 1833 | 2019-04-01
ITB-80-20-AN | Builder ITB Model Tube Heater: 80,000 Btuh NG; 20 FT; USA | 1648 | 2019-04-01
ITB-80-30-AN | Builder ITB Model Tube Heater: 80,000 Btuh NG; 30 FT; USA | 1833 | 2019-04-01
ITB-80-40-AN | Builder ITB Model Tube Heater: 80,000 Btuh NG; 40 FT; USA | 2017 | 2019-04-01
ITBU-110-15-AN | Builder ITBU Model 'U'-Tube Heater: 110,000 Btuh NG; 15 FT; USA | 2158 | 2019-04-01
ITBU-110-20-AN | Builder ITBU Model 'U'-Tube Heater: 110,000 Btuh NG; 20 FT; USA | 2231 | 2019-04-01
ITBU-130-15-AN | Builder ITBU Model 'U'-Tube Heater: 130,000 Btuh NG; 15 FT; USA | 2158 | 2019-04-01
ITBU-130-20-AN | Builder ITBU Model 'U'-Tube Heater: 130,000 Btuh NG; 20 FT; USA | 2231 | 2019-04-01
ITBU-155-20-AN | Builder ITBU Model 'U'-Tube Heater: 155,000 Btuh NG; 20 FT; USA | 2325 | 2019-04-01
ITBU-155-30-AN | Builder ITBU Model 'U'-Tube Heater: 155,000 Btuh NG; 30 FT; USA | 2825 | 2019-04-01
ITBU-175-30-AN | Builder ITBU Model 'U'-Tube Heater: 175,000 Btuh NG; 30 FT; USA | 3027 | 2019-04-01
ITBU-200-30-AN | Builder ITBU Model 'U'-Tube Heater: 200,000 Btuh NG; 30 FT; USA | 3027 | 2019-04-01
ITBU-60-10-AN | Builder ITBU Model 'U'-Tube Heater: 60,000 Btuh NG; 10 FT; USA | 1844 | 2019-04-01
ITBU-80-10-AN | Builder ITBU Model 'U'-Tube Heater: 80,000 Btuh NG; 10 FT; USA | 1844 | 2019-04-01
ITBU-80-15-AN | Builder ITBU Model 'U'-Tube Heater: 80,000 Btuh NG; 15 FT; USA | 2158 | 2019-04-01
ITT-110-30-AN | Infrasave Model ITT 2-Stage Tube Heater: 110/75,000 Btuh NG; 30 FT; USA | 2204 | 2019-04-01
ITT-110-40-AN | Infrasave Model ITT 2-Stage Tube Heater: 110/75,000 Btuh NG; 40 FT; USA | 2388 | 2019-04-01
ITT-130-30-AN | Infrasave Model ITT 2-Stage Tube Heater: 130/90,000 Btuh NG; 30 FT; USA | 2204 | 2019-04-01
ITT-130-40-AN | Infrasave Model ITT 2-Stage Tube Heater: 130/90,000 Btuh NG; 40 FT; USA | 2388 | 2019-04-01
ITT-155-40-AN | Infrasave Model ITT 2-Stage Tube Heater: 155/110,000 Btuh NG; 40 FT; USA | 2492 | 2019-04-01
ITT-155-50-AN | Infrasave Model ITT 2-Stage Tube Heater: 155/110,000 Btuh NG; 50 FT; USA | 2822 | 2019-04-01
ITT-175-50-AN | Infrasave Model ITT 2-Stage Tube Heater: 175/125,000 Btuh NG; 50 FT; USA | 3020 | 2019-04-01
ITT-175-60-AN | Infrasave Model ITT 2-Stage Tube Heater: 175/125,000 Btuh NG; 60 FT; USA | 3217 | 2019-04-01
ITT-200-50-AN | Infrasave Model ITT 2-Stage Tube Heater: 200/140,000 Btuh NG; 50 FT; USA | 3020 | 2019-04-01
ITT-200-60-AN | Infrasave Model ITT 2-Stage Tube Heater: 200/140,000 Btuh NG; 60 FT; USA | 3217 | 2019-04-01
ITT-80-20-AN | Infrasave Model ITT 2-Stage Tube Heater: 80/60,000 Btuh NG; 20 FT; USA | 2019 | 2019-04-01
ITT-80-30-AN | Infrasave Model ITT 2-Stage Tube Heater: 80/60,000 Btuh NG; 30 FT; USA | 2204 | 2019-04-01
ITTU-110-15-AN | Infrasave Model ITT U 2-Stage 'U'-Tube Heater: 110/75,000 Btuh NG; 15 FT; USA | 2529 | 2019-04-01
ITTU-110-20-AN | Infrasave Model ITT U 2-Stage 'U'-Tube Heater: 110/75,000 Btuh NG; 20 FT; USA | 2602 | 2019-04-01
ITTU-130-15-AN | Infrasave Model ITT U 2-Stage 'U'-Tube Heater: 130/90,000 Btuh NG; 15 FT; USA | 2529 | 2019-04-01
ITTU-130-20-AN | Infrasave Model ITT U 2-Stage 'U'-Tube Heater: 130/90,000 Btuh NG; 20 FT; USA | 2602 | 2019-04-01
ITTU-155-20-AN | Infrasave Model ITT U 2-Stage 'U'-Tube Heater: 155/110,000 Btuh NG; 20 FT; USA | 2707 | 2019-04-01
ITTU-155-30-AN | Infrasave Model ITT U 2-Stage 'U'-Tube Heater: 155/110,000 Btuh NG; 30 FT; USA | 3206 | 2019-04-01
ITTU-175-30-AN | Infrasave Model ITT U 2-Stage 'U'-Tube Heater: 175/125,000 Btuh NG; 30 FT; USA | 3419 | 2019-04-01
ITTU-200-30-AN | Infrasave Model ITT U 2-Stage 'U'-Tube Heater: 200/140,000 Btuh NG; 30 FT; USA | 3419 | 2019-04-01
ITTU-80-10-AN | Infrasave Model ITT U 2-Stage 'U'-Tube Heater: 80/60,000 Btuh NG; 10 FT; USA | 2215 | 2019-04-01
ITTU-80-15-AN | Infrasave Model ITT U 2-Stage 'U'-Tube Heater: 80/60,000 Btuh NG; 15 FT; USA | 2529 | 2019-04-01
IW-110-30-AN | Harsh Environ.Tube Htr: S/S Burner House + Aluminized Tube/Reflector; 110,000 Btuh NG; 30 FT; USA | 2974 | 2019-04-01
IW-110-40-AN | Harsh Environ.Tube Htr: S/S Burner House + Aluminized Tube/Reflector; 110,000 Btuh NG; 40 FT; USA | 3271 | 2019-04-01
IW-110-50-AN | Harsh Environ.Tube Htr: S/S Burner House + Aluminized Tube/Reflector; 110,000 Btuh NG; 50 FT; USA | 3661 | 2019-04-01
IW-130-30-AN | Harsh Environ.Tube Htr: S/S Burner House + Aluminized Tube/Reflector; 130,000 Btuh NG; 30 FT; USA | 2974 | 2019-04-01
IW-130-40-AN | Harsh Environ.Tube Htr: S/S Burner House + Aluminized Tube/Reflector; 130,000 Btuh NG; 40 FT; USA | 3271 | 2019-04-01
IW-130-50-AN | Harsh Environ.Tube Htr: S/S Burner House + Aluminized Tube/Reflector; 130,000 Btuh NG; 50 FT; USA | 3661 | 2019-04-01
IW-155-40-AN | Harsh Environ.Tube Htr: S/S Burner House + Aluminized Tube/Reflector; 155,000 Btuh NG; 40 FT; USA | 3343 | 2019-04-01
IW-155-50-AN | Harsh Environ.Tube Htr: S/S Burner House + Aluminized Tube/Reflector; 155,000 Btuh NG; 50 FT; USA | 3733 | 2019-04-01
IW-155-60-AN | Harsh Environ.Tube Htr: S/S Burner House + Aluminized Tube/Reflector; 155,000 Btuh NG; 60 FT; USA | 4002 | 2019-04-01
IW-175-50-AL | Harsh Environ.Tube Htr: S/S Burner House + Aluminized Tube/Reflector; 175,000 Btuh LP; 50 FT; USA | 3982 | 2019-04-01
IW-175-50-AN | Harsh Environ.Tube Htr: S/S Burner House + Aluminized Tube/Reflector; 175,000 Btuh NG; 50 FT; USA | 3982 | 2019-04-01
IW-175-60-AL | Harsh Environ.Tube Htr: S/S Burner House + Aluminized Tube/Reflector; 175,000 Btuh LP; 60 FT; USA | 4252 | 2019-04-01
IW-175-60-AN | Harsh Environ.Tube Htr: S/S Burner House + Aluminized Tube/Reflector; 175,000 Btuh NG; 60 FT; USA | 4252 | 2019-04-01
IW-175-70-AN | Harsh Environ.Tube Htr: S/S Burner House + Aluminized Tube/Reflector; 175,000 Btuh NG; 70 FT; USA | 4536 | 2019-04-01
IW-200-50-AN | Harsh Environ.Tube Htr: S/S Burner House + Aluminized Tube/Reflector; 200,000 Btuh NG; 50 FT; USA | 3982 | 2019-04-01
IW-200-60-AL | Harsh Environ.Tube Htr: S/S Burner House + Aluminized Tube/Reflector; 200,000 Btuh LP; 60 FT; USA | 4252 | 2019-04-01
IW-200-60-AN | Harsh Environ.Tube Htr: S/S Burner House + Aluminized Tube/Reflector; 200,000 Btuh NG; 60 FT; USA | 4252 | 2019-04-01
IW-200-70-AL | Harsh Environ.Tube Htr: S/S Burner House + Aluminized Tube/Reflector; 200,000 Btuh LP; 70 FT; USA | 4536 | 2019-04-01
IW-200-70-AN | Harsh Environ.Tube Htr: S/S Burner House + Aluminized Tube/Reflector; 200,000 Btuh NG; 70 FT; USA | 4536 | 2019-04-01
IW2-110-30-AN | 2-Stage Harsh Environ.Tube Htr: S/S Burner House + Aluminized Tube/Reflector; 110/75 MBH NG; 30 FT; USA | 3104 | 2019-04-01
IW2-110-40-AN | 2-Stage Harsh Environ.Tube Htr: S/S Burner House + Aluminized Tube/Reflector; 110/75 MBH NG; 40 FT; USA | 3401 | 2019-04-01
IW2-130-30-AN | 2-Stage Harsh Environ.Tube Htr: S/S Burner House + Aluminized Tube/Reflector; 130/90 MBH NG; 30 FT; USA | 3104 | 2019-04-01
IW2-130-40-AN | 2-Stage Harsh Environ.Tube Htr: S/S Burner House + Aluminized Tube/Reflector; 130/90 MBH NG; 40 FT; USA | 3401 | 2019-04-01
IW2-155-40-AN | 2-Stage Harsh Environ.Tube Htr: S/S Burner House + Aluminized Tube/Reflector; 155/110 MBH NG; 40 FT; USA | 3488 | 2019-04-01
IW2-155-50-AN | 2-Stage Harsh Environ.Tube Htr: S/S Burner House + Aluminized Tube/Reflector; 155/110 MBH NG; 50 FT; USA | 3878 | 2019-04-01
IW2-175-50-AN | 2-Stage Harsh Environ.Tube Htr: S/S Burner House + Aluminized Tube/Reflector; 175/125 MBH NG; 50 FT; USA | 4116 | 2019-04-01
IW2-175-60-AN | 2-Stage Harsh Environ.Tube Htr: S/S Burner House + Aluminized Tube/Reflector; 175/125 MBH NG; 60 FT; USA | 4386 | 2019-04-01
IW2-200-50-AN | 2-Stage Harsh Environ.Tube Htr: S/S Burner House + Aluminized Tube/Reflector; 200/140 MBH NG; 50 FT; USA | 4116 | 2019-04-01
IW2-200-60-AN | 2-Stage Harsh Environ.Tube Htr: S/S Burner House + Aluminized Tube/Reflector; 200/140 MBH NG; 60 FT; USA | 4386 | 2019-04-01
IW2-80-20-AN | 2-Stage Harsh Environ.Tube Htr: S/S Burner House + Aluminized Tube/Reflector; 80/60 MBH NG; 20 FT; USA | 2847 | 2019-04-01
IW2-80-30-AN | 2-Stage Harsh Environ.Tube Htr: S/S Burner House + Aluminized Tube/Reflector; 80/60 MBH NG; 30 FT; USA | 3104 | 2019-04-01
IW2S-110-40-AN | 2-Stage Harsh Environ.Tube Htr: S/S Burner House + S/S Tube/Reflector; 110/75,000 Btuh NG; 40 FT; USA | 5478 | 2019-04-01
IW2S-130-40-AN | 2-Stage Harsh Environ.Tube Htr: S/S Burner House + S/S Tube/Reflector; 130/90,000 Btuh NG; 40 FT; USA | 5478 | 2019-04-01
IW2S-155-50-AN | 2-Stage Harsh Environ.Tube Htr: S/S Burner House + S/S Tube/Reflector; 155/110,000 Btuh NG; 50 FT; USA | 6542 | 2019-04-01
IW2S-175-60-AN | 2-Stage Harsh Environ.Tube Htr: S/S Burner House + S/S Tube/Reflector; 175/125,000 Btuh NG; 60 FT; USA | 7342 | 2019-04-01
IW2S-200-60-AN | 2-Stage Harsh Environ.Tube Htr: S/S Burner House + S/S Tube/Reflector; 200/140,000 Btuh NG; 60 FT; USA | 7342 | 2019-04-01
IW2S-80-30-AN | 2-Stage Harsh Environ.Tube Htr: S/S Burner House + S/S Tube/Reflector; 80/60,000 Btuh NG; 30 FT; USA | 4738 | 2019-04-01
IW-45-20-AN | Harsh Environ.Tube Htr: S/S Burner House + Aluminized Tube/Reflector; 45,000 Btuh NG; 20 FT; USA | 2716 | 2019-04-01
IW-60-20-AN | Harsh Environ.Tube Htr: S/S Burner House + Aluminized Tube/Reflector; 60,000 Btuh NG; 20 FT; USA | 2716 | 2019-04-01
IW-60-30-AN | Harsh Environ.Tube Htr: S/S Burner House + Aluminized Tube/Reflector; 60,000 Btuh NG; 30 FT; USA | 2974 | 2019-04-01
IW-80-20-AN | Harsh Environ.Tube Htr: S/S Burner House + Aluminized Tube/Reflector; 80,000 Btuh NG; 20 FT; USA | 2716 | 2019-04-01
IW-80-30-AN | Harsh Environ.Tube Htr: S/S Burner House + Aluminized Tube/Reflector; 80,000 Btuh NG; 30 FT; USA | 2974 | 2019-04-01
IW-80-40-AN | Harsh Environ.Tube Htr: S/S Burner House + Aluminized Tube/Reflector; 80,000 Btuh NG; 40 FT; USA | 3271 | 2019-04-01
IWP-110-30-AN | Wet/Outdoor Tube Htr: Powder Coat Burner House + Aluminized Tube/Reflector; 110,000 Btuh NG; 30 FT; USA | 2680 | 2019-04-01
IWP-110-40-AN | Wet/Outdoor Tube Htr: Powder Coat Burner House + Aluminized Tube/Reflector; 110,000 Btuh NG; 40 FT; USA | 2977 | 2019-04-01
IWP-110-50-AN | Wet/Outdoor Tube Htr: Powder Coat Burner House + Aluminized Tube/Reflector; 110,000 Btuh NG; 50 FT; USA | 3367 | 2019-04-01
IWP-130-30-AN | Wet/Outdoor Tube Htr: Powder Coat Burner House + Aluminized Tube/Reflector; 130,000 Btuh NG; 30 FT; USA | 2680 | 2019-04-01
IWP-130-40-AN | Wet/Outdoor Tube Htr: Powder Coat Burner House + Aluminized Tube/Reflector; 130,000 Btuh NG; 40 FT; USA | 2977 | 2019-04-01
IWP-130-50-AN | Wet/Outdoor Tube Htr: Powder Coat Burner House + Aluminized Tube/Reflector; 130,000 Btuh NG; 50 FT; USA | 3367 | 2019-04-01
IWP-155-40-AN | Wet/Outdoor Tube Htr: Powder Coat Burner House + Aluminized Tube/Reflector; 155,000 Btuh NG; 40 FT; USA | 3078 | 2019-04-01
IWP-155-50-AN | Wet/Outdoor Tube Htr: Powder Coat Burner House + Aluminized Tube/Reflector; 155,000 Btuh NG; 50 FT; USA | 3467 | 2019-04-01
IWP-155-60-AN | Wet/Outdoor Tube Htr: Powder Coat Burner House + Aluminized Tube/Reflector; 155,000 Btuh NG; 60 FT; USA | 3737 | 2019-04-01
IWP-175-50-AL | Wet/Outdoor Tube Htr: Powder Coat Burner House + Aluminized Tube/Reflector; 175,000 Btuh LP; 50 FT; USA | 3689 | 2019-04-01
IWP-175-50-AN | Wet/Outdoor Tube Htr: Powder Coat Burner House + Aluminized Tube/Reflector; 175,000 Btuh NG; 50 FT; USA | 3689 | 2019-04-01
IWP-175-60-AL | Wet/Outdoor Tube Htr: Powder Coat Burner House + Aluminized Tube/Reflector; 175,000 Btuh LP; 60 FT; USA | 3958 | 2019-04-01
IWP-175-60-AN | Wet/Outdoor Tube Htr: Powder Coat Burner House + Aluminized Tube/Reflector; 175,000 Btuh NG; 60 FT; USA | 3958 | 2019-04-01
IWP-175-70-AN | Wet/Outdoor Tube Htr: Powder Coat Burner House + Aluminized Tube/Reflector; 175,000 Btuh NG; 70 FT; USA | 4243 | 2019-04-01
IWP-200-50-AN | Wet/Outdoor Tube Htr: Powder Coat Burner House + Aluminized Tube/Reflector; 200,000 Btuh NG; 50 FT; USA | 3689 | 2019-04-01
IWP-200-60-AL | Wet/Outdoor Tube Htr: Powder Coat Burner House + Aluminized Tube/Reflector; 200,000 Btuh LP; 60 FT; USA | 3958 | 2019-04-01
IWP-200-60-AN | Wet/Outdoor Tube Htr: Powder Coat Burner House + Aluminized Tube/Reflector; 200,000 Btuh NG; 60 FT; USA | 3958 | 2019-04-01
IWP-200-70-AL | Wet/Outdoor Tube Htr: Powder Coat Burner House + Aluminized Tube/Reflector; 200,000 Btuh LP; 70 FT; USA | 4243 | 2019-04-01
IWP-200-70-AN | Wet/Outdoor Tube Htr: Powder Coat Burner House + Aluminized Tube/Reflector; 200,000 Btuh NG; 70 FT; USA | 4243 | 2019-04-01
IWP2-110-30-AN | 2-Stage Wet/Outdoor Tube: Powder Coat Burner House + Alum'd Tube/Reflector; 110/75 MBH ; 30 FT; USA | 2810 | 2019-04-01
IWP2-110-40-AN | 2-Stage Wet/Outdoor Tube: Powder Coat Burner House + Alum'd Tube/Reflector; 110/75 MBH ; 40 FT; USA | 3108 | 2019-04-01
IWP2-130-30-AN | 2-Stage Wet/Outdoor Tube: Powder Coat Burner House + Alum'd Tube/Reflector; 130/90 MBH ; 30 FT; USA | 2810 | 2019-04-01
IWP2-130-40-AN | 2-Stage Wet/Outdoor Tube: Powder Coat Burner House + Alum'd Tube/Reflector; 130/90 MBH ; 40 FT; USA | 3108 | 2019-04-01
IWP2-155-40-AN | 2-Stage Wet/Outdoor Tube: Powder Coat Burner House + Alum'd Tube/Reflector; 155/110 MBH ; 40 FT; USA | 3209 | 2019-04-01
IWP2-155-50-AN | 2-Stage Wet/Outdoor Tube: Powder Coat Burner House + Alum'd Tube/Reflector; 155/110 MBH ; 50 FT; USA | 3599 | 2019-04-01
IWP2-175-50-AN | 2-Stage Wet/Outdoor Tube: Powder Coat Burner House + Alum'd Tube/Reflector; 175/125 MBH ; 50 FT; USA | 3819 | 2019-04-01
IWP2-175-60-AN | 2-Stage Wet/Outdoor Tube: Powder Coat Burner House + Alum'd Tube/Reflector; 175/125 MBH ; 60 FT; USA | 4089 | 2019-04-01
IWP2-200-50-AN | 2-Stage Wet/Outdoor Tube: Powder Coat Burner House + Alum'd Tube/Reflector; 200/140 MBH ; 50 FT; USA | 3819 | 2019-04-01
IWP2-200-60-AN | 2-Stage Wet/Outdoor Tube: Powder Coat Burner House + Alum'd Tube/Reflector; 200/140 MBH ; 60 FT; USA | 4089 | 2019-04-01
IWP2-80-20-AN | 2-Stage Wet/Outdoor Tube: Powder Coat Burner House + Alum'd Tube/Reflector; 80/60 MBH ; 20 FT; USA | 2553 | 2019-04-01
IWP2-80-30-AN | 2-Stage Wet/Outdoor Tube: Powder Coat Burner House + Alum'd Tube/Reflector; 80/60 MBH ; 30 FT; USA | 2810 | 2019-04-01
IWP-45-20-AN | Wet/Outdoor Tube Htr: Powder Coat Burner House + Aluminized Tube/Reflector; 45,000 Btuh NG; 20 FT; USA | 2422 | 2019-04-01
IWP-60-20-AN | Wet/Outdoor Tube Htr: Powder Coat Burner House + Aluminized Tube/Reflector; 60,000 Btuh NG; 20 FT; USA | 2422 | 2019-04-01
IWP-60-30-AN | Wet/Outdoor Tube Htr: Powder Coat Burner House + Aluminized Tube/Reflector; 60,000 Btuh NG; 30 FT; USA | 2680 | 2019-04-01
IWP-80-20-AN | Wet/Outdoor Tube Htr: Powder Coat Burner House + Aluminized Tube/Reflector; 80,000 Btuh NG; 20 FT; USA | 2422 | 2019-04-01
IWP-80-30-AN | Wet/Outdoor Tube Htr: Powder Coat Burner House + Aluminized Tube/Reflector; 80,000 Btuh NG; 30 FT; USA | 2680 | 2019-04-01
IWP-80-40-AN | Wet/Outdoor Tube Htr: Powder Coat Burner House + Aluminized Tube/Reflector; 80,000 Btuh NG; 40 FT; USA | 2977 | 2019-04-01
IWS-110-40-AN | Harsh Environ.Tube Htr: S/S Burner House + S/S Tube/Reflector; 110,000 Btuh NG; 40 FT; USA | 5348 | 2019-04-01
IWS-110-50-AN | Harsh Environ.Tube Htr: S/S Burner House + S/S Tube/Reflector; 110,000 Btuh NG; 50 FT; USA | 6324 | 2019-04-01
IWS-130-40-AN | Harsh Environ.Tube Htr: S/S Burner House + S/S Tube/Reflector; 130,000 Btuh NG; 40 FT; USA | 5348 | 2019-04-01
IWS-130-50-AN | Harsh Environ.Tube Htr: S/S Burner House + S/S Tube/Reflector; 130,000 Btuh NG; 50 FT; USA | 6324 | 2019-04-01
IWS-155-50-AN | Harsh Environ.Tube Htr: S/S Burner House + S/S Tube/Reflector; 155,000 Btuh NG; 50 FT; USA | 6396 | 2019-04-01
IWS-155-60-AN | Harsh Environ.Tube Htr: S/S Burner House + S/S Tube/Reflector; 155,000 Btuh NG; 60 FT; USA | 7138 | 2019-04-01
IWS-175-60-AN | Harsh Environ.Tube Htr: S/S Burner House + S/S Tube/Reflector; 175,000 Btuh NG; 60 FT; USA | 7208 | 2019-04-01
IWS-175-70-AN | Harsh Environ.Tube Htr: S/S Burner House + S/S Tube/Reflector; 175,000 Btuh NG; 70 FT; USA | 7949 | 2019-04-01
IWS-200-60-AN | Harsh Environ.Tube Htr: S/S Burner House + S/S Tube/Reflector; 200,000 Btuh NG; 60 FT; USA | 7208 | 2019-04-01
IWS-200-70-AN | Harsh Environ.Tube Htr: S/S Burner House + S/S Tube/Reflector; 200,000 Btuh NG; 70 FT; USA | 7949 | 2019-04-01
IWS-45-20-AN | Harsh Environ.Tube Htr: S/S Burner House + S/S Tube/Reflector; 45,000 Btuh NG; 20 FT; USA | 3865 | 2019-04-01
IWS-60-30-AN | Harsh Environ.Tube Htr: S/S Burner House + S/S Tube/Reflector; 60,000 Btuh NG; 30 FT; USA | 4607 | 2019-04-01
IWS-80-30-AN | Harsh Environ.Tube Htr: S/S Burner House + S/S Tube/Reflector; 80,000 Btuh NG; 30 FT; USA | 4607 | 2019-04-01
IWS-80-40-AN | Harsh Environ.Tube Htr: S/S Burner House + S/S Tube/Reflector; 80,000 Btuh NG; 40 FT; USA | 5348 | 2019-04-01
JA-0500-SS-P | S/S TUBE SWAGED - STEEL FLANGE (NO SITE GLASS) | 425 | 2019-04-01
JA-0500-SW-P | S/S FLANGED TUBE SWAGED - CAR WASH (NO PORTS) | 514 | 2019-04-01
JA-0501-PA-P | ALUM FLANGE TUBE SWAGED PAINT (NO HOLES) | 359 | 2019-04-01
JA-0501-SW-P | ALUMINIZED FLANGE TUBE SWAGED (NO PORTS) | 339 | 2019-04-01
JA-0501-XX-P | ALUM. STEEL TUBE W/FLANGE 10' LONG | 339 | 2019-04-01
JA-0506-TT | GAS VALVE VR8205Q2480 NG TWO STAGE | 277 | 2019-04-01
JA-0506-XX | GAS VALVE VR8205H1003B NG 3.5"W.C. | 235 | 2019-04-01
JA-0507-TT | GAS VALVE VR8205Q2944 LP TWO STAGE | 277 | 2019-04-01
JA-0508-EL-P | ELBOW 90 DEGREE | 128 | 2019-04-01
JA-0508-SW | ELBOW 90° (SWAGED) | 129 | 2019-04-01
JA-0514-XX | VENT TEE - 4" X 4" X 6" | 177 | 2019-04-01
JA-0516-AA | COUPLING KIT - STSP | 56.2 | 2019-04-01
JA-0516-AK | DOUBLE SLEEVE COUPLING KIT WITH RIVETS - STSP | 72.6 | 2019-04-01
JA-0516-CL | CLAMP - S/S | 5.9 | 2019-04-01
JA-0516-DS | DRILL BIT S/S- 1/4" FOR REPAIR KIT JA-0516-RK | 34.5 | 2019-04-01
JA-0516-RK | COUPLER + RIVET 175/200 FIRST TO SECOND TUBE | 58 | 2019-04-01
JA-0516-RS | RIVET - S/S - 1/4" x 1/2" (ULTRA) | 16.1 | 2019-04-01
JA-0516-RV | RIVET - STEEL - 1/4" x 1/2" FOR REPAIR KIT JA-0516-RK | 1 | 2019-04-01
JA-0516-SS | COUPLER - S/S SWAGED PIPE | 28.7 | 2019-04-01
JA-0516-SW | COUPLER - TORCTITE 4" SWAGED TUBE | 22.8 | 2019-04-01
JA-0516-UC | BOLT CLAMP - "U" - 4" | 19.6 | 2019-04-01
JA-0516-UH | "U"-BOLT - 4" FOR U-TUBE HANGER | 7.4 | 2019-04-01
JA-0516-UK | TWO NUTS + TWO TEK SCREWS FOR U-TUBE HANGER | 3.9 | 2019-04-01
JA-0516-XX | N/A: COUPLING KIT - S/S USE JA-0516-SS | 73.9 | 2019-04-01
JA-0525-AA | CONV. KIT ROBERTSHAW 2000DER NG TO LP | 74.9 | 2019-04-01
JA-0525-DD | CONV. KIT - ROBERTSHAW 7200DER LP TO NG | 74.9 | 2019-04-01
JA-0526-HN | GAS VALVE - NG 60-200 HONEYWELL VR4205M 120V | 287 | 2019-04-01
JA-0528-XX | WALL VENT TERMINAL - 4" HORIZONTAL | 34.7 | 2019-04-01
JA-0529-XX | WALL VENT TERMINAL - 6" HORIZONTAL | 41.8 | 2019-04-01
JA-0567-RK | FENWAL DSI/WIRES/IGNITOR - TUBE HEATER - REPLACEMENT KIT | 236 | 2019-04-01
JA-0567-XX | FENWAL DSI CONTROL 35-615947-227 - 24 VAC - TUBE HEATER | 142 | 2019-04-01
JA-0569-XX | SENSOR FLAME - w/ 30" LEAD | 33.3 | 2019-04-01
JA-0571-KT | IGNITOR & GASKET KIT - DSI TUBE HEATER | 56.2 | 2019-04-01
JA-0571-XX | IGNITOR/SENSOR -DSI NON LUMINOUS HEATERS | 39.1 | 2019-04-01
JA-0581-XX | GASKET IGNITOR | 4 | 2019-04-01
JA-0775-XX | TRANSFORMER - 120/24V, 20VA AT120B1028 | 39.1 | 2019-04-01
JA-0780-XS | PROTECTIVE SCREEN - 5' - TM-xxxx-SX Tube Kits | 119 | 2019-04-01
JA-0780-XX | PROTECTIVE SCREEN - 5' - TS-xxxx-JZ Tube Kits | 119 | 2019-04-01
JB-0567-XX | ELECTRICAL CORD - 6' | 20.3 | 2019-04-01
JB-0568-AA | DSI CONTROL - 3 TRY POTTED GASLITER 50N | 224 | 2019-04-01
JB-0568-AK | CONTROL - POTTED KIT - ATH | 247 | 2019-04-01
JB-0568-BB | DSI 24V - 3 TRY POTTED GASLITER 50N 4000-J | 216 | 2019-04-01
JB-0568-FF | CONTROL - FENWAL - POTTED POWER 120VAC | 260 | 2019-04-01
JB-0568-KT | CONTROL POTTED KIT - STSP WP | 260 | 2019-04-01
JB-0568-WH | WIRING HARNESS -3 TRIAL POTTED SPARK 24V | 30.7 | 2019-04-01
JB-0568-XX | IGNITION MODULE - HOT SURFACE - MARK 17 | 285 | 2019-04-01
JB-0570-KT | IGNITOR & GASKET KIT - HSI | 86.3 | 2019-04-01
JB-0570-XX | IGN/SEN - 401 HOT SURFACE IGNITION | 79.5 | 2019-04-01
JB-0575-XX | TRANSFORMER - 150B HSI | 85.3 | 2019-04-01
JC-0202-XX | AIR CURTAIN MOTHER BOARD | 585 | 2019-04-01
JC-0210-XX | AIR CURTAIN DOOR SWITCH | 43.7 | 2019-04-01
JC-0260-XX | AIR CURTAIN MODBUS PCB | 131 | 2019-04-01
JC-0280-XX | AIR CURTAIN EEPROM MODULE | 21.8 | 2019-04-01
JC-CADL-KX | CONVERSION KIT ECO 6 NG TO LP | 65.4 | 2019-04-01
JE-0500-AL | Electric Heater Custom Color: Almond | 94.8 | 2019-04-01
JE-0500-BE | Electric Heater Custom Color: Beige | 94.8 | 2019-04-01
JE-0500-BK | Electric Heater Custom Color: Black Textured | 94.8 | 2019-04-01
JE-0500-BR | Electric Heater Custom Color: Mineral Bronze | 94.8 | 2019-04-01
JE-0500-BS | Electric Heater Custom Color: Biscuit | 94.8 | 2019-04-01
JE-0500-WH | Electric Heater Custom Color: White | 94.8 | 2019-04-01
JE-0520-33 | Electric Heater 33" Flush mount frame S/S | 597 | 2019-04-01
JE-0520-39 | Electric Heater 39" Flush mount frame S/S | 597 | 2019-04-01
JE-0520-61 | Electric Heater 61.25" Flush mount frame S/S | 657 | 2019-04-01
JE-0554-20 | Electric Heater Replacement bulbs 2000W 36" 208v | 162 | 2019-04-01
JE-0554-24 | Electric Heater Replacement bulbs 2000W 36" 240v | 162 | 2019-04-01
JE-0554-27 | Electric Heater Replacement bulbs 2000W 36" 277v | 162 | 2019-04-01
JE-0554-48 | Electric Heater Replacement bulbs 2000W 36" 480v | 162 | 2019-04-01
JE-0555-20 | Electric Heater Replacement bulbs 2500W 36" 208v | 162 | 2019-04-01
JE-0555-24 | Electric Heater Replacement bulbs 2500W 36" 240v | 162 | 2019-04-01
JE-0555-27 | Electric Heater Replacement bulbs 2500W 36" 277v | 162 | 2019-04-01
JE-0555-48 | Electric Heater Replacement bulbs 2500W 36" 480v | 162 | 2019-04-01
JE-0556-20 | Electric Heater Replacement bulbs 3000W 58" 208v | 217 | 2019-04-01
JE-0556-24 | Electric Heater Replacement bulbs 3000W 58" 240v | 217 | 2019-04-01
JE-0556-27 | Electric Heater Replacement bulbs 3000W 58" 277v | 217 | 2019-04-01
JE-0556-48 | Electric Heater Replacement bulbs 3000W 58" 480v | 217 | 2019-04-01
JE-0557-20 | Electric Heater Replacement bulbs 4000W 58" 208v | 217 | 2019-04-01
JE-0557-24 | Electric Heater Replacement bulbs 4000W 58" 240v | 217 | 2019-04-01
JE-0557-27 | Electric Heater Replacement bulbs 4000W 58" 277v | 217 | 2019-04-01
JE-0557-48 | Electric Heater Replacement bulbs 4000W 58" 480v | 217 | 2019-04-01
JE-0570-XX | Electric Heater Single Element End Reflector (set of 2) | 58 | 2019-04-01
JE-0571-XX | Electric Heater Dual Element End Reflector (set of 2) | 58 | 2019-04-01
JE-0573-XX | Electric Heater Body Reflector 33" | 116 | 2019-04-01
JE-0574-XX | Electric Heater Body Reflector 39" | 116 | 2019-04-01
JE-0575-XX | Electric Heater Body Reflector 61.25" | 116 | 2019-04-01
JE-0577-XX | Electric Heater Grill Guard 33" | 105 | 2019-04-01
JE-0578-XX | Electric Heater Grill Guard 39" | 105 | 2019-04-01
JE-0579-XX | Electric Heater Grill Guard 61.25" | 116 | 2019-04-01
JE-0581-XX | Electric Heater Lead Wire Set 33" (Dual Element Heaters Require 2 Sets) | 29.1 | 2019-04-01
JE-0582-XX | Electric Heater Lead Wire Set 39" (Dual Element Heaters Require 2 Sets) | 29.1 | 2019-04-01
JE-0583-XX | Electric Heater Lead Wire Set 61.25" (Dual Element Heaters Require 2 Sets) | 29.1 | 2019-04-01
JE-0585-XX | Electric Heater Stainless Steel Mounting Brackets (set of 2) | 116 | 2019-04-01
JE-1520-XX | Electric Heater REPLACEMENT LAMP 1520 INDOOR ONLY | 162 | 2019-04-01
JE-1524-XX | Electric Heater REPLACEMENT LAMP 1524 INDOOR / OUTDOOR | 190 | 2019-04-01
JE-2024-XX | Electric Heater REPLACEMENT LAMP 2024/4024/6024 INDOOR / OUTDOOR | 190 | 2019-04-01
JF-1012-EB | EYE BOLT - TUBE BURNER SUPPORT | 2.5 | 2019-04-01
JJ-045W-BN | IWP BURNER KIT 45 NG USA | 1607 | 2019-04-01
JJ-0582-XX | BURNER HOUSING - InfraSave Tube Heaters | 165 | 2019-04-01
JJ-0582-XX | BURNER HOUSING - InfraSave Tube Heaters | 165 | 2019-04-01
JJ-060W-BN | IWP BURNER KIT 60 NG USA | 1607 | 2019-04-01
JJ-080T-BN | ITT- BURNER KIT TWO STAGE 80/60 NG USA | 1359 | 2019-04-01
JJ-080W-BN | IWP BURNER KIT 80 NG USA | 1607 | 2019-04-01
JJ-110T-BL | ITT- BURNER KIT TWO STAGE 110/80 LP USA | 1359 | 2019-04-01
JJ-110T-BN | ITT- BURNER KIT TWO STAGE 110/80 NG USA | 1359 | 2019-04-01
JJ-110W-BN | IWP BURNER KIT 110 NG USA | 1607 | 2019-04-01
JJ-130T-BN | ITT- BURNER KIT TWO STAGE 130/90 NG USA | 1359 | 2019-04-01
JJ-130W-BN | IWP BURNER KIT 130 NG USA | 1607 | 2019-04-01
JJ-155T-BN | ITT-BURNER KIT TWO STAGE 155/110 NG USA | 1463 | 2019-04-01
JJ-155W-BN | IWP BURNER KIT 155 NG USA | 1708 | 2019-04-01
JJ-175T-BN | ITT-BURNER KIT TWO STAGE 175/120 NG USA | 1504 | 2019-04-01
JJ-175W-BL | IWP BURNER KIT 175 LP USA | 1749 | 2019-04-01
JJ-175W-BN | IWP BURNER KIT 175 NG USA | 1749 | 2019-04-01
JJ-200T-BN | ITT-BURNER KIT TWO STAGE 200/140 NG USA | 1504 | 2019-04-01
JJ-200W-BL | IWP BURNER KIT 200 LP USA | 1749 | 2019-04-01
JJ-200W-BN | IWP BURNER KIT 200 NG USA | 1749 | 2019-04-01
JJ-E045-BN | ITB BURNER KIT 45 MBTU NG USA | 988 | 2019-04-01
JJ-E060-BN | ITB BURNER KIT 60 MBTU NG USA | 988 | 2019-04-01
JJ-E080-BN | ITB BURNER KIT 80 MBTU NG USA | 988 | 2019-04-01
JJ-E100-BN | ITB BURNER KIT 100 NG USA | 988 | 2019-04-01
JJ-E110-BL | ITB BURNER KIT 110 MBTU LP USA | 988 | 2019-04-01
JJ-E110-BN | ITB BURNER KIT 110 MBTU NG USA | 988 | 2019-04-01
JJ-E130-BN | ITB BURNER KIT 130 MBTU NG USA | 988 | 2019-04-01
JJ-E155-BN | ITB BURNER KIT 155 MBTU NG USA | 1082 | 2019-04-01
JJ-E175-BL | ITB BURNER KIT 175 MBTU LP USA | 1112 | 2019-04-01
JJ-E175-BN | ITB BURNER KIT 175 MBTU NG USA | 1112 | 2019-04-01
JJ-E200-BL | ITB BURNER KIT 200 MBTU LP USA | 1112 | 2019-04-01
JJ-E200-BN | ITB BURNER KIT 200 MBTU NG USA | 1112 | 2019-04-01
JJ-P045-BN | IW BURNER KIT 45 NG USA | 1901 | 2019-04-01
JJ-P060-BN | IW BURNER KIT 60 NG USA | 1901 | 2019-04-01
JJ-P080-BN | IW BURNER KIT 80 NG USA | 1901 | 2019-04-01
JJ-P110-BL | IW BURNER KIT 110 LP USA | 1901 | 2019-04-01
JJ-P110-BN | IW BURNER KIT 110 NG USA | 1901 | 2019-04-01
JJ-P130-BN | IW BURNER KIT 130 NG USA | 1901 | 2019-04-01
JJ-P155-BN | IW BURNER KIT 155 NG USA | 1973 | 2019-04-01
JJ-P175-BL | IW BURNER KIT 175 LP USA | 2043 | 2019-04-01
JJ-P175-BN | IW BURNER KIT 175 NG USA | 2043 | 2019-04-01
JJ-P200-BL | IW BURNER KIT 200 NG USA | 2043 | 2019-04-01
JJ-P200-BN | IW BURNER KIT 200 NG USA | 2043 | 2019-04-01
JJ-S045-AN | IQ BURNER KIT 45 NG USA | 1148 | 2019-04-01
JJ-S060-AN | IQ BURNER KIT 60 NG USA | 1148 | 2019-04-01
JJ-S080-AN | IQ BURNER KIT 80 NG USA | 1148 | 2019-04-01
JJ-S100-AN | IQ BURNER KIT 100 NG USA | 1148 | 2019-04-01
JJ-S110-AL | IQ BURNER KIT 110 LP USA | 1148 | 2019-04-01
JJ-S110-AN | IQ BURNER KIT 110 NG USA | 1148 | 2019-04-01
JJ-S130-AN | IQ BURNER KIT 130 NG USA | 1148 | 2019-04-01
JJ-S155-AN | IQ BURNER KIT 155 NG USA | 1236 | 2019-04-01
JJ-S175-AL | IQ BURNER KIT 175 LP USA | 1273 | 2019-04-01
JJ-S175-AN | IQ BURNER KIT 175 NG USA | 1273 | 2019-04-01
JJ-S200-AL | IQ BURNER KIT 200 LP USA | 1273 | 2019-04-01
JJ-S200-AN | IQ BURNER KIT 200 NG USA | 1273 | 2019-04-01
JJ-TP08-BN | IW2 2-STAGE BURNER KIT 80/60 NG USA | 2031 | 2019-04-01
JJ-TP11-BN | IW2 2-STAGE BURNER KIT 110/75 NG USA | 2031 | 2019-04-01
JJ-TP13-BN | IW2 2-STAGE BURNER KIT 130/90 NG USA | 2031 | 2019-04-01
JJ-TP15-BN | IW2 2-STAGE BURNER KIT 155/110 NG USA | 2119 | 2019-04-01
JJ-TP17-BN | IW2 2-STAGE BURNER KIT 175/125 NG USA | 2178 | 2019-04-01
JJ-TP20-BN | IW2 2-STAGE BURNER KIT 200/140 NG USA | 2178 | 2019-04-01
JJ-TW08-BN | IWP2 2-STAGE BURNER KIT 80/60 NG USA | 1738 | 2019-04-01
JJ-TW11-BN | IWP2 2-STAGE BURNER KIT 110/75 NG USA | 1738 | 2019-04-01
JJ-TW13-BN | IWP2 2-STAGE BURNER KIT 130/90 NG USA | 1738 | 2019-04-01
JJ-TW15-BN | IWP2 2-STAGE BURNER KIT 155/110 NG USA | 1839 | 2019-04-01
JJ-TW17-BN | IWP2 2-STAGE BURNER KIT 175/125 NG USA | 1881 | 2019-04-01
JJ-TW20-BN | IWP2 2-STAGE BURNER KIT 200/140 NG USA | 1881 | 2019-04-01
JL-0701-AA | GAS VALVE - COMB.3.5"W.C. 24 VAC VR8 NG | 263 | 2019-04-01
JL-0701-XX | GAS VALVE - COMB. VR8205A2065B 5" W.C. | 263 | 2019-04-01
JL-0703-AA | GAS VALVE - COMB. 10"W.C. 24VAC VR8 LP | 263 | 2019-04-01
JL-0743-XX | RETAINER STRIP - TILE -14 1/4" | 21.7 | 2019-04-01
JL-0746-XX | GASKET SET - 2004 | 27.7 | 2019-04-01
JL-0747-XX | GASKET SET - 2006 | 46.1 | 2019-04-01
JL-0748-XX | GASKET SET - 2008 | 56.2 | 2019-04-01
JL-0752-XX | CONV. KIT VALVE NG TO LP (V8205A) | 33.4 | 2019-04-01
JL-0753-XX | CONV. KIT VALVE LP TO NG (VR8205A) | 33.4 | 2019-04-01
JL-0764-XX | PLATE RESTR AERATION #28 (2002) | 10.3 | 2019-04-01
JL-0771-OD | BLACK FLEXIBLE S/S GAS CONNECTOR - 3/8"x 24" (1/2"Mx1/2"M) | 58.4 | 2019-04-01
JL-0771-XX | GAS CONN. - FLEXIBLE - 1/2" X 24" (F.F.) | 44.4 | 2019-04-01
JL-0771-YY | FLEXIBLE GAS CONN. - 3/4" X 36" (F.F.) | 140 | 2019-04-01
JL-0771-ZZ | GAS CONNECTOR - FLEXIBLE 3/4"x24" (F.F.) | 140 | 2019-04-01
JL-0772-XX | THERMOSTAT CONTROL SINGLE POLE120V | 53.1 | 2019-04-01
JL-0774-US | 60 MIN. TIMER | 136 | 2019-04-01
JL-0776-XX | TRANSFORMER AT72-40 VA | 95.5 | 2019-04-01
JL-0778-XX | TRANSFORMER 120V/24V 100 VA | 177 | 2019-04-01
JL-0779-XX | TRANSFORMER 120V/24V 150 VA | 213 | 2019-04-01
JL-0780-XX | TRANSFORMER 120V/24V 200 VA | 243 | 2019-04-01
JL-0781-AA | TRANSFORMER 120V/24V 350 VA | 310 | 2019-04-01
JL-0781-BB | TRANSFORMER 120V/24V 500 VA | 414 | 2019-04-01
JL-0781-XX | TRANSFORMER 120V/24V 250 VA | 265 | 2019-04-01
JL-0798-CS | CLEARANCE TO COMBUSTIBLE SIGN | 49.8 | 2019-04-01
JL-0798-JC | #8 JACK CHAIN - (BOX 50') - High Intensity Heater Suspension | 81.7 | 2019-04-01
JL-0798-SH | S' HOOKS - 1-7/8" - PKG 25 | 31.4 | 2019-04-01
JL-0799-GA | GASKET - 1/8" X 1/2" X 5' | 11.8 | 2019-04-01
JL-0800-GR-B | GRIPPLE EXPRESS - SET OF TEN - 10ft Suspension Cable Kit | 228 | 2019-04-01
JL-0800-SH | SAFETY SNAP HOOKS - 2" - 24 PER PACKAGE | 54.1 | 2019-04-01
JL-0800-SH-B | SAFETY SNAP HOOKS - 2" - 100 PER PACKAGE | 167 | 2019-04-01
JL-0800-XX | #2 LION CHAIN - 200' - 115 LBS WORK LOAD | 133 | 2019-04-01
JM-0150-XX | SET BACK STAT - SCHWANK TRU TEMP | 189 | 2019-04-01
JM-0180-AA | SCREWS - TAMPER PROOF - TRU TEMP (2) | 8.9 | 2019-04-01
JM-0180-BB | TRU TEMP TAMPER PROOF TOOL | 83 | 2019-04-01
JM-0180-XX | TRU TEMP TAMPER PROOF SET (TOOL& SCREWS) | 87.6 | 2019-04-01
JM-0201-TS | 2-STAGE PATIO CONTROL: SINGLE SWITCH GANG | 81.7 | 2019-04-01
JM-0202-TS | 2-STAGE PATIO CONTROL: DOUBLE SWITCH GANG | 146 | 2019-04-01
JM-0203-TS | 2-STAGE PATIO CONTROL: TRIPLE SWITCH GANG | 210 | 2019-04-01
JM-0204-NT | PATIO PANEL (UP TO 4 ZONES) | 353 | 2019-04-01
JM-0208-NT | PATIO PANEL(UP TO 8 ZONES) | 443 | 2019-04-01
JM-0212-NT | PATIO PANEL (UP TO 12 ZONES) | 513 | 2019-04-01
JM-0300-AA | CONTROL CENTER R8285A1006B (REPLACES JM-0300-XX) | 140 | 2019-04-01
JM-0303-KT | 24V T-STAT FIELD MOUNTED T/X RELAY KIT | 145 | 2019-04-01
JM-0408-XX | ACP-8 ARENA CONTROL PANEL | 1574 | 2019-04-01
JM-0412-XX | ACP-12 ARENA CONTROL PANEL | 1695 | 2019-04-01
JM-0416-XX | ACP-16 ARENA CONTROL PANEL | 1848 | 2019-04-01
JM-0440-XX | 24 VOLT RED LIGHT - Tube Heater Burner | 10.7 | 2019-04-01
JM-0442-XX | 24 VOLT GREEN LIGHT - Tube Heater Burner | 16.3 | 2019-04-01
JM-0450-XX | RE-SET BUTTON | 18.7 | 2019-04-01
JM-0455-DD | TERMINAL BLOCK - 6 | 11 | 2019-04-01
JM-4032-XX | Electric Heater 1 Zone Analog Control 30-4032 | 724 | 2019-04-01
JM-4033-XX | Electric Heater 2 Zone Analog Control 30-4033 | 965 | 2019-04-01
JM-4034-XX | Electric Heater 3 Zone Analog Control 30-4034 | 1226 | 2019-04-01
JM-4035-XX | Electric Heater 4 Zone Analog Control 30-4035 | 1493 | 2019-04-01
JM-4045-XX | Electric Heater 1 Zone Analog Control c/w Timer 30-4045 | 936 | 2019-04-01
JM-4046-XX | Electric Heater 2 Zone Analog Control c/w Timer 30-4046 | 1182 | 2019-04-01
JM-4047-XX | Electric Heater 3 Zone Analog Control c/w Timer 30-4047 | 1443 | 2019-04-01
JM-4048-XX | Electric Heater 4 Zone Analog Control c/w Timer 30-4048 | 1711 | 2019-04-01
JM-4051-XX | Electric Heater 1 Relay Control Panel 30-4051 | 1399 | 2019-04-01
JM-4052-XX | Electric Heater 2 Relay Control Panel 30-4052 | 1828 | 2019-04-01
JM-4053-XX | Electric Heater 3 Relay Control Panel 30-4053 | 2318 | 2019-04-01
JM-4054-XX | Electric Heater 4 Relay Control Panel 30-4054 | 2808 | 2019-04-01
JM-4055-XX | Electric Heater 5 Relay Control Panel 30-4055 | 3397 | 2019-04-01
JM-4056-XX | Electric Heater 6 Relay Control Panel 30-4056 | 3977 | 2019-04-01
JM-4061-XX | Electric Heater 1 Relay Home Management Control Panel 30-4061 | 2485 | 2019-04-01
JM-4062-XX | Electric Heater 2 Relay Home Management Control Panel 30-4062 | 3432 | 2019-04-01
JM-4063-XX | Electric Heater 3 Relay Home Management Control Panel 30-4063 | 5103 | 2019-04-01
JM-4064-XX | Electric Heater 4 Relay Home Management Control Panel 30-4064 | 5916 | 2019-04-01
JM-4065-XX | Electric Heater 5 Relay Home Management Control Panel 30-4065 | 7709 | 2019-04-01
JM-4066-XX | Electric Heater 6 Relay Home Management Control Panel 30-4066 | 8500 | 2019-04-01
JM-4200-XX | Electric Heater INF Input Regulator: Single - Flush Mount c/w S/S Wall Plate and Deep Gang Box | 139 | 2019-04-01
JM-4205-XX | Electric Heater INF Input Regulator: Dual - Flush Mount c/w S/S Wall Plate and Deep Gang Box | 229 | 2019-04-01
JM-4210-XX | Electric Heater INF Input Regulator: Single - Flush Mount c/w Weatherproof Cover | 162 | 2019-04-01
JM-4215-XX | Electric Heater INF Input Regulator: Dual - Flush Mount c/w Weatherproof Cover | 262 | 2019-04-01
JM-4220-XX | Electric Heater INF Input Regulator: Single - Surface Mount c/w Weatherproof Gang Box and Cover | 178 | 2019-04-01
JM-4225-XX | Electric Heater INF Input Regulator: Dual - Surface Mount c/w Weatherproof Gang Box and Cover | 284 | 2019-04-01
JM-4300-XX | Electric Heater Switch Single Duplex - Flush Mount c/w S/S Wall Plate and Gang Box | 139 | 2019-04-01
JM-4305-XX | Electric Heater Switch Dual Duplex - Flush Mount c/w S/S Wall Plate and Deep Box | 229 | 2019-04-01
JM-4310-XX | Electric Heater Switch Single Duplex - Flush Mount c/w Weatherproof Cover | 162 | 2019-04-01
JM-4315-XX | Electric Heater Switch Dual Duplex - Flush Mount c/w Weatherproof Cover | 262 | 2019-04-01
JM-4320-XX | Electric Heater Switch Single Duplex - Surface Mount c/w Weatherproof Box and Cover | 178 | 2019-04-01
JM-4325-XX | Electric Heater Switch Dual Duplex - Surface Mount c/w Weatherproof Box and Cover | 284 | 2019-04-01
JM-4400-XX | Electric Heater Switch Single - Flush Mount c/w S/S Wall Plate and Deep Gang Box | 128 | 2019-04-01
JM-4405-XX | Electric Heater Switch Dual - Flush Mount c/w S/S Wall Plate and Deep Gang Box | 217 | 2019-04-01
JM-4410-XX | Electric Heater Switch Single - Flush Mount c/w Weatherproof Cover | 139 | 2019-04-01
JM-4415-XX | Electric Heater Switch Dual - Flush Mount c/w Weatherproof Cover | 251 | 2019-04-01
JM-4420-XX | Electric Heater Switch Single - Surface Mount c/w Weatherproof Gang Box and Cover | 162 | 2019-04-01
JM-4425-XX | Electric Heater Switch Dual - Surface Mount c/w Weatherproof Gang Box and Cover | 262 | 2019-04-01
JO-0305-XX | IGNITOR/SENSOR PRIMO/SUPRA C/W 18" SEN. WIRE | 130 | 2019-04-01
JO-0370-CX | TILE - CERAMIC CERASCHWANK 14/4 EFFECT | 73.9 | 2019-04-01
JO-0384-KT | RED BATTERY CAP - PKG OF 10 - PARASOL PATIO | 83 | 2019-04-01
JO-0384-KT-J | RED BATTERY CAP - PKG OF 10 - 4000-J | 83 | 2019-04-01
JO-0384-XX-J | SPARK GENERATOR - 1.5V - JOIN | 92.1 | 2019-04-01
JP-1236-HS | WIRELESS REMOTE 4 BUTTON HANDSET / TRANSMITTER | 110 | 2019-04-01
JP-1236-KT | WIRELESS REMOTE CONTROL KEYPAD TRANSMITTER | 147 | 2019-04-01
JP-1236-RK | WIRELESS REMOTE CONTROL RECEIVER KIT- FIELD INSTALLED | 210 | 2019-04-01
JP-2033-XX | GROMMET (STRAIN RELIEF) | 2.1 | 2019-04-01
JP-2100-BF-K | FRAME WITH RIVETS FOR BURNER SCREEN 2100 | 73.9 | 2019-04-01
JP-2100-BS | BURNER SCREEN FOR 2100 | 98.9 | 2019-04-01
JP-2100-CB-K | 2100 / 2300 CEILING MOUNT KIT (18G 316S/S) | 158 | 2019-04-01
JP-2100-CF-K | FRAME WITH RIVETS FOR CONTROL SCREEN 2100 | 70.2 | 2019-04-01
JP-2100-CS | CONTROL SCREEN FOR 2100 | 58.4 | 2019-04-01
JP-2100-MB | 2100 / IO-100 WALL MOUNT BRACKET | 201 | 2019-04-01
JP-2100-MB-SS | 2100 / IO-100 WALL MOUNT BRACKET - Stainless Steel | 246 | 2019-04-01
JP-2300-DF | 2300 / IO210 SERIES DOOR FASTENER | 6.4 | 2019-04-01
JP-2300-EN | PATIOSCHWANK 2300 END INSULATION | 12.6 | 2019-04-01
JP-2300-EP | PATIOSCHWANK 2300 END PLATE | 27.5 | 2019-04-01
JP-2300-HB | 2300/2100 HEATER MOUNTING BRACKET | 144 | 2019-04-01
JP-2300-IE | PATIOSCHWANK 2300 INSULATED END | 23.2 | 2019-04-01
JP-2300-MB | 2300 / IO-210 WALL MOUNT BRACKET | 201 | 2019-04-01
JP-2300-MB-SS | 2300 / IO-210 WALL MOUNT BRACKET - Stainless Steel | 213 | 2019-04-01
JP-2300-MK | 2100/2300 & IO-100/IO-210 MOUNTING ARM KIT | 297 | 2019-04-01
JP-2300-MK-SS | 2100/2300 & IO-100/IO-210 MOUNTING ARM KIT - Stainless Steel | 410 | 2019-04-01
JP-2300-PC | 2300 / IO 210 POLE CLAMP | 21.1 | 2019-04-01
JP-2300-PK | 2300 / IO 210 POLE MOUNTING KIT | 189 | 2019-04-01
JP-2300-PK-SS | 2300 / IO 210 POLE MOUNTING KIT - Stainless Steel | 202 | 2019-04-01
JP-2300-SD | PATIOSCHWANK 2300 SERVICE DOOR | 20.5 | 2019-04-01
JP-2300-SR | PATIOSCHWANK 2300 SCREEN RETAINER | 32.8 | 2019-04-01
JP-2313-CV | PATIOSCHWANK 2313 TOP COVER | 39.1 | 2019-04-01
JP-2315-BS-K | PATIOSCHWANK 2313-2315 BIRD SCREEN KIT | 123 | 2019-04-01
JP-2315-SC | PATIOSCHWANK 2313-2315 SS SCREEN | 860 | 2019-04-01
JP-2315-SS | PATIOSCHWANK 2313-2315 (316 SS) SCREEN | 860 | 2019-04-01
JP-2315-TN | HORIZONTAL INSULATION FOR 2315 | 52.7 | 2019-04-01
JP-2573-EK | DSI CONTROL KIT (FENWAL) - ECO | 178 | 2019-04-01
JP-2573-FK | DSI CONTROL KIT (FENWAL) - 2300/2100 | 178 | 2019-04-01
JP-2573-FW | DSI - FENWAL - 35-605506-017 - 24V - 2300/IO 210 | 142 | 2019-04-01
JP-2573-LP-KT | DSI - FENWAL - 35-605506-017 - LP - REPL KIT | 198 | 2019-04-01
JP-4001-BL | PATIO 4001/2 - 4401/2 BURNER ASSEMBLY - LP | 375 | 2019-04-01
JP-4001-BL-C | PATIO CONICAL BURNER ASS'Y-JOIN - LP | 701 | 2019-04-01
JP-4001-BL-J | PATIO 4000-L - 4400-L BURNER ASS'Y-JOIN - LP | 459 | 2019-04-01
JP-4001-BN | PATIO 4N11/2 - 44N1/2 BURNER ASSEMBLY - NG | 375 | 2019-04-01
JP-4001-BN-C | PATIO CONICAL BURNER ASS'Y-JOIN - NG | 682 | 2019-04-01
JP-4001-BN-J | PATIO 4000-N - 4400-N BURNER ASS'Y-JOIN - NG | 459 | 2019-04-01
JP-4001-XX-J | 4001/2-J HEATER BURNER BASE | 26.2 | 2019-04-01
JP-4002-XX-J | PATIO SERIES 4001/2 HEATER BASE SCREEN JOIN | 36.1 | 2019-04-01
JP-4003-XX | PATIO SERIES 4001/2 HEATER MANTLE BASE | 69.2 | 2019-04-01
JP-4005-LP-J | 4001/2-4401/2 GAS CONTROL KNOB-LP-JOIN Series | 13.1 | 2019-04-01
JP-4005-XX | PATIO SERIES 4001/2/5/6/8/9 HEATER KNOB | 13.3 | 2019-04-01
JP-4005-XX-J | 4N11/2-44N1/2 GAS CONTROL KNOB-NG-JOIN Series | 13.1 | 2019-04-01
JP-4007-ST-J | 4000-J HEATER GAS CONTROL - LP straight through | 125 | 2019-04-01
JP-4007-XN | PATIO SERIES 4000 HEATER GAS CONTROL - NG converted | 97.8 | 2019-04-01
JP-4007-XX | PATIO SERIES 4000 HEATER GAS CONTROL | 83 | 2019-04-01
JP-4007-XX-J | 4000-J HEATER GAS CONTROL - LP or NG | 103 | 2019-04-01
JP-4008-LP | PATIO SERIES 4001/2/3 HTR MAIN ORIFICE | 7.5 | 2019-04-01
JP-4009-CB | 4002/5 CONICAL BURNER DISK W/ HEAT SEPERATOR | 117 | 2019-04-01
JP-4009-OL-J | LP ORIFICE- 4000-J PATIO HEATER | 7.4 | 2019-04-01
JP-4009-XX | BURNER 4000 | 58.8 | 2019-04-01
JP-4010-CB | 4002/5 CONICAL MANTLE / FLAME SCREEN | 224 | 2019-04-01
JP-4010-XX | PATIO SERIES 4001/2 MANTLE | 245 | 2019-04-01
JP-4010-XX-J | 4001/2-J MANTLE c/w REFLECTOR SUPPORT STUDS | 87.6 | 2019-04-01
JP-4013-KT | SER.4000 WING NUT & WASHER KIT Set of 3 | 24.8 | 2019-04-01
JP-4013-KT-J | SERIES 4000 WING NUT & WASHER KIT Set of 3 (JOIN) | 24.8 | 2019-04-01
JP-4013-WB-J | SERIES 4000 WING BOLT & WASHER KIT Set of 3 (JOIN) | 27.8 | 2019-04-01
JP-4014-KT-J | SERIES 4000 WING NUT KIT Set of 12 | 31.8 | 2019-04-01
JP-4016-TS-J | SERIES 4000 TIP SWITCH - JOIN | 30.5 | 2019-04-01
JP-4016-XX-J | SERIES 4000 THERMOCOUPLE - JOIN (WITH PIN) | 31.8 | 2019-04-01
JP-4016-XX-J2 | SERIES 4000 THERMOCOUPLE - JOIN (WITH NUTS) 18" | 31 | 2019-04-01
JP-4017-KT | SERIES 4000 REFLECTOR SUPPORT SPACER KIT | 25.3 | 2019-04-01
JP-4017-KT-J | SERIES 4000 REFLECTOR SUPPORT SPACER KIT JOIN | 25.3 | 2019-04-01
JP-4018-KT | IGNITER/ELECTRODE/CABLE/THERMAL COAT KIT | 37.7 | 2019-04-01
JP-4018-KT-24J | IGNITER ELECTRODE/CABLE/THERMAL COAT KIT - 24V 4000-J (1/4") | 37.7 | 2019-04-01
JP-4018-KT-J | 4001/2-J IGNITER ELECTRODE/CABLE/THERMAL COAT KIT | 37.7 | 2019-04-01
JP-4018-XX | SERIES 4001/2/3 WIND BAFFLE | 7.5 | 2019-04-01
JP-4019-XX | PATIO 4001/2/3 SERIES GPOMMET LARGE | 4.2 | 2019-04-01
JP-401L-KL | BURNER HEAD KIT 4000/4400 LP - With Reflector | 501 | 2019-04-01
JP-4020-KT | SERIES 4001/2 RETRACTABLE WHEELS | 141 | 2019-04-01
JP-4020-KT-J | 4002-J WHEEL KIT POWDER COAT HEATERS | 36.1 | 2019-04-01
JP-4020-SK-J | 4001-J WHEEL KIT STAINLESS STEEL HEATERS | 50.2 | 2019-04-01
JP-4020-XX | PATIO 4000 SERIES REFLECTOR INNER | 515 | 2019-04-01
JP-4021-BK | SERIES 4001/2 BASE BLACK | 83.6 | 2019-04-01
JP-4021-SS | SERIES 4001 BASE STAINLESS STEEL | 174 | 2019-04-01
JP-4024-BK | SERIES 4001/2 SUPPORTS-BLACK-Set of 3 | 33.8 | 2019-04-01
JP-4024-BK-J | SERIES 4001/2-J SUPPORTS-BLACK-Set of 3 | 49.8 | 2019-04-01
JP-4024-SS | SERIES 4001/2 SUPPORTS-STAINLESS STEEL | 34.8 | 2019-04-01
JP-4024-SS-J | SERIES 4001/5 SUPPORTS-STAINLESS STEEL (SET OF 3) | 52.1 | 2019-04-01
JP-4025-XX | SERIES 4001/2/3 NUT & BOLT Set of 6 | 4.2 | 2019-04-01
JP-4027-BK | SERIES 4001/2 POST-BLACK | 115 | 2019-04-01
JP-4027-BK-J | 4001/2 POST-BLACK JOIN | 115 | 2019-04-01
JP-4027-SS | SERIES 4001/2 POST-STAINLESS STEEL | 145 | 2019-04-01
JP-4027-SS-J | Stainless Steel Post 4001 | 119 | 2019-04-01
JP-4028-HG-J | PATIO 4N11/2 CANNISTER/HOSE GROMMET (RB-105) - JOIN | 8.5 | 2019-04-01
JP-4029-RG | SERIES 4N11/2 NG REGULATOR | 28.9 | 2019-04-01
JP-4029-XX | SERIES 4001/2/3 REGULATOR & 12" HOSE | 56.2 | 2019-04-01
JP-4031-BK | SERIES 4001/2 CYLINDER HOUSING-BLACK | 189 | 2019-04-01
JP-4031-SS | SERIES 4001 CYLINDER HOUSING-STAINLESS | 287 | 2019-04-01
JP-4031-SS-J | SERIES 4001 CYLINDER HOUSING-STAINLESS-JOIN | 245 | 2019-04-01
JP-4034-KT | SERIES 4001/2/3 HEATER SCREW Set of 12 | 12.9 | 2019-04-01
JP-4042-KT | SERIES 4001/2/3 HEATER SCREW Set of 3 | 12.9 | 2019-04-01
JP-4055-JN | 4N11/12 INTERNAL HOSE- 3/8 x 45" 3/8 FM FLAIR x 3/8 FM FLAIR | 46.1 | 2019-04-01
JP-4058-BK | SERIES 4005/6 POST-BLACK | 174 | 2019-04-01
JP-4058-GR | SERIES 4005/6 POST - STAINLESS STEEL | 316 | 2019-04-01
JP-4060-XX | SERIES 4005/6 PLASTIC BASE COVER | 43.2 | 2019-04-01
JP-4062-BK | SERIES 4005/6 GROUND PLATE- BLACK | 97.8 | 2019-04-01
JP-4062-SS-J | SER.4N51-J BASE PLATE-STAINLESS STEEL | 115 | 2019-04-01
JP-4070-CB | 4000 SERIES ONE PIECE REFLECTOR - 32" | 125 | 2019-04-01
JP-4089-XX | Base weight for 4005 portable heater 18.25lbs | 36.1 | 2019-04-01
JP-4PST-SS | S/S SINGLE POST FOR PS-4SN5-CB & PS-4SL5-CB | 205 | 2019-04-01
JP-4SN5-CB | S/S N.G. BURNER & BASE FOR PS-4SN5-CB | 807 | 2019-04-01
JP-S300-EP | IO-210 Series END PLATE S/S | 44.2 | 2019-04-01
JP-S300-PE | IO-210 Series PIPE END S/S | 45.8 | 2019-04-01
JP-S300-SD | IO-210 Series SERVICE DOOR S/S | 37.6 | 2019-04-01
JS-0500-SS-P | S/S TUBE SWAGED - STEEL FLANGE (C/W SIGHT GLASS) | 425 | 2019-04-01
JS-0500-SW | STAINLESS STEEL TUBE SWAGED | 386 | 2019-04-01
JS-0500-XX-P | S/S TUBE - STEEL FLANGE (C/W SIGHT GLASS) NO SWAGE | 425 | 2019-04-01
JS-0500-ZZ | FLANGE ADAPTER 4" STS 60-200 | 88.8 | 2019-04-01
JS-0501-CW-P | ALUMINIZED TUBE/FLANGE/SENSOR HOLE cw | 320 | 2019-04-01
JS-0501-PA-P | ALUMINIZED TUBE W/FLANGE PAINTED | 359 | 2019-04-01
JS-0501-PW | FLANGE ADAPTER 4" SPW/IWP 60-200 PAINTED | 76.1 | 2019-04-01
JS-0501-SK | ALUMINIZED TUBE 10' SWAGED c/w 1/4" hole, rivet + coupler | 277 | 2019-04-01
JS-0501-SW | ALUMINIZED TUBE 10' SWAGED | 251 | 2019-04-01
JS-0501-SW-P | ALUMINIZED TUBE W/FLANGE SWAGED 60-155 | 339 | 2019-04-01
JS-0501-XX-P | ALUMINIZED TUBE W/FLANGE | 339 | 2019-04-01
JS-0501-ZZ | ADAPTER FLANGE 4" STSp 60-200 | 65.4 | 2019-04-01
JS-0502-BU | REFLECTOR WIDE 24" X 120" | 141 | 2019-04-01
JS-0502-BU-5 | REFLECTOR WIDE 24" X 60" | 136 | 2019-04-01
JS-0502-EM | REFLECTOR 18"x120" | 117 | 2019-04-01
JS-0502-EM-S | REFLECTOR 18"x120" S/S | 331 | 2019-04-01
JS-0502-ES | SE SERIES REFLECTOR END CAP | 16.3 | 2019-04-01
JS-0502-ES-S | -SX TUBE KIT REFLECTOR END CAP S/S | 67.8 | 2019-04-01
JS-0502-GR | BLACK TUXEDO GRILL | 191 | 2019-04-01
JS-0502-HE | REFLECTOR ASSEMBLY- ULTRASCHWANK - 116" | 343 | 2019-04-01
JS-0502-JZ | ALUMINIZED REFLECTOR 24"x116" -JZ, IQ, IW | 135 | 2019-04-01
JS-0502-ND | U REFLECTOR END CAP | 26.2 | 2019-04-01
JS-0502-SS | STAINLESS STEEL REFLECTOR 24"x123" | 141 | 2019-04-01
JS-0502-ST-S | STAINLESS STEEL REFLECTOR 24"x116" | 331 | 2019-04-01
JS-0502-SZ | 116" REFLECTOR S/S | 331 | 2019-04-01
JS-0502-UL | -UL TUBE KIT REFLECTOR END CAP | 16.3 | 2019-04-01
JS-0502-UR | P40U SERIES REFLECTOR | 141 | 2019-04-01
JS-0502-UR-GK | P40 SERIES - ZINC COATED PROTECTIVE GUARD KIT | 235 | 2019-04-01
JS-0502-UR-R | P40R SERIES REFLECTOR | 141 | 2019-04-01
JS-0502-UT | P40U SERIES REFLECTOR END CAP | 21.9 | 2019-04-01
JS-0502-UT-R | P40U SERIES REFLECTOR END CAP | 17.9 | 2019-04-01
JS-0503-AA | ALUMINIZED STS REFLECTOR 24"x60" | 117 | 2019-04-01
JS-0503-UL | REFLECTOR CAP 90° ELBOW ULTRA | 128 | 2019-04-01
JS-0503-US | REFLECTOR CAP 90° ELBOW STSp-UA | 73.9 | 2019-04-01
JS-0503-ZZ | ALUMINIZED REFLECTOR STSP 24"x60" | 141 | 2019-04-01
JS-0504-JZ | REFLECTOR ANGLE MOUNT ADAPTER 90/180° ELBOW -JZ/IQ | 21.2 | 2019-04-01
JS-0504-KT | Reflector Angle Mount Adapter Kit w/Fastening Hardware | 62 | 2019-04-01
JS-0504-WP | OUTER BURNER STS WP | 145 | 2019-04-01
JS-0504-XX | OUTER BURNER ASSEMBLY | 128 | 2019-04-01
JS-0505-EH | SMALL WIRE HANGER | 24.6 | 2019-04-01
JS-0505-JZ | WEBBED TUBE HANGER - JZ, IQ | 18.7 | 2019-04-01
JS-0505-SH | PLATE HANGER S/S | 37.7 | 2019-04-01
JS-0505-SR | REFLECTOR END PLATE S/S | 40.2 | 2019-04-01
JS-0505-SS | STAINLESS STEEL END PLATE | 92.1 | 2019-04-01
JS-0505-SZ | WEBBED TUBE HANGER S/S - JZ, IQ | 77.1 | 2019-04-01
JS-0505-UH | WIRE HANGER + CROSS BEAM + 4" TUBE "U" BRACKET | 54.1 | 2019-04-01
JS-0505-UL | WIRE SUSPENSION HANGER UL | 54.1 | 2019-04-01
JS-0505-UW | WIRE HANGER ULTRA | 24.6 | 2019-04-01
JS-0505-WR | WIRE HANGER DEEP REFLECTOR | 24.8 | 2019-04-01
JS-0506-JZ | END PLATE HANGER - JZ, IQ | 29.3 | 2019-04-01
JS-0506-RB | REFLECTOR BRACE | 11.4 | 2019-04-01
JS-0506-SB | REFLECTOR BRACE S/S | 14.7 | 2019-04-01
JS-0506-SZ | END PLATE HANGER S/S - JZ, IQ | 77.1 | 2019-04-01
JS-0506-UH-R | PLATE HANGER 40-R "U" TUBE | 39 | 2019-04-01
JS-0506-XX | REFLECTOR STABILIZER | 5.5 | 2019-04-01
JS-0508-JZ | ELBOW KIT - 90° MODULAR - JZ, SYSTEM | 216 | 2019-04-01
JS-0508-JZ-2 | ELBOW KIT - 90° MODULAR - STAINLESS STEEL | 559 | 2019-04-01
JS-0508-SM | ELBOW KIT - 90 DEG - SEM & IT | 160 | 2019-04-01
JS-0508-XX | ELBOW KIT - ALUM. STEEL - 90 DEG- STSP | 189 | 2019-04-01
JS-0509-KT | SIDE REFLECTOR - 10" X 9' 8" w/ 'S' Hooks | 64.4 | 2019-04-01
JS-0510-KT | BURNER HEAD KIT - STSp 45-80 | 162 | 2019-04-01
JS-0510-LP | BURNER HEAD - 60-80 | 146 | 2019-04-01
JS-0510-LP-45 | BURNER HEAD 45,000 - w. center hole | 54.3 | 2019-04-01
JS-0511-SW-P | TUBE - PAINTED ALUMINIZED - SWAGED | 255 | 2019-04-01
JS-0511-XX-P | TUBE - PAINTED ALUM - NO FLANGE | 255 | 2019-04-01
JS-0512-CA | BURNER CUP - CAST ALUMINUM | 79.5 | 2019-04-01
JS-0512-KT | BURNER HEAD KIT - STSp - 110-200 | 162 | 2019-04-01
JS-0512-UL | BURNER CUP - CAST ALUMINUM | 79.5 | 2019-04-01
JS-0512-XX | BURNER HEAD - LARGE | 146 | 2019-04-01
JS-0513-BU | U TUBE - TURN AROUND BOX | 240 | 2019-04-01
JS-0515-SW | STEEL TUBE 10' SWAGED | 171 | 2019-04-01
JS-0515-SW-5 | PAINTED STEEL TUBE 5' SWAGED | 174 | 2019-04-01
JS-0515-SW-5S | STEEL TUBE 5' SWAGED | 140 | 2019-04-01
JS-0515-SW-P | PAINTED STEEL TUBE 10' SWAGED | 190 | 2019-04-01
JS-0515-XX-P | PAINTED STEEL TUBE 10' | 171 | 2019-04-01
JS-0518-FW | HI VOLTAGE WIRE - FENWAL TUBE - (24") | 16.2 | 2019-04-01
JS-0518-XX | HI VOLTAGE WIRE - (24") | 16.2 | 2019-04-01
JS-0520-AZ-P | STSP 6" REFLECTOR SLIDE | 26.2 | 2019-04-01
JS-0521-XX | FLUE PIPE ADAPTER | 12.9 | 2019-04-01
JS-0527-AX | NUTS & BOLTS 5/16" | 3.7 | 2019-04-01
JS-0527-JZ | REFLECTOR FASTENER KIT 10' JZ-IQ | 3.5 | 2019-04-01
JS-0527-XX | NUTS (CAN) STS | 9.4 | 2019-04-01
JS-0532-SE | FAI ADAPTER | 54.1 | 2019-04-01
JS-0532-VC | FRESH AIR INTAKE VENT CAP | 25.2 | 2019-04-01
JS-0533-LG | TURBULATOR 10' | 42 | 2019-04-01
JS-0533-SH | TURBULATOR SHORT 4' | 27.5 | 2019-04-01
JS-0533-SK | TURBULATOR 39" x 2" STAINLESS STEEL | 68.7 | 2019-04-01
JS-0533-SL | TURBULATOR 8' x 2" STAINLESS STEEL | 80.7 | 2019-04-01
JS-0533-SS | TURBULATOR 5' x 1.25" STAINLESS STEEL | 41.8 | 2019-04-01
JS-0533-UA | TURBULATOR 2' | 27.4 | 2019-04-01
JS-0533-UG | TURBULATOR 6' | 31 | 2019-04-01
JS-0534-SS | TURBULATOR 5' 45000 7 PLATES | 145 | 2019-04-01
JS-0535-XX | S/S STAMPED TURBULATOR - 100MBH | 145 | 2019-04-01
JS-0536-GA | GASKET - OBSERVATION PORT | 7.6 | 2019-04-01
JS-0536-PK | OBSERVATION PORT ASSEMBLY PAINTED | 22.4 | 2019-04-01
JS-0536-SK | OBSERVATION PORT ASSEMBLY S/S | 26.5 | 2019-04-01
JS-0536-XX | GLASS SIGHT ASSEMBLY TUBE HEATER | 19.6 | 2019-04-01
JS-0555-TC | CONV. KIT ITT-80/60 - NG TO LP | 57 | 2019-04-01
JS-0555-TD | CONV. KIT ITT-80/60 - LP TO NG | 57 | 2019-04-01
JS-0555-TG | CONV. KIT ITT-110/75 - NG TO LP | 57 | 2019-04-01
JS-0555-TH | CONV. KIT ITT-110/75 - LP TO NG | 57 | 2019-04-01
JS-0555-TK | CONV. KIT ITT-130/90 - NG TO LP | 57 | 2019-04-01
JS-0555-TL | CONV. KIT ITT-130/90 - LP TO NG | 57 | 2019-04-01
JS-0555-TO | CONV. KIT ITT-155/110 - NG TO LP | 57 | 2019-04-01
JS-0555-TP | CONV. KIT ITT-155/110 - LP TO NG | 57 | 2019-04-01
JS-0555-XA | CONVERSION KIT PU40 - 40 MBH NG TO LP | 33.4 | 2019-04-01
JS-0555-XB | CONVERSION KIT PU40 - 40 MBH LPTO NG | 33.4 | 2019-04-01
JS-0556-XC | CONV. KIT STS/IQ, STR/IRB 45-X1, NG TO LP | 64.4 | 2019-04-01
JS-0556-XE | CONV. KIT S100/ITB 45, NG TO LP | 48.7 | 2019-04-01
JS-0556-XF | CONV. KIT S100/ITB 45, LP TO NG | 48.7 | 2019-04-01
JS-0557-XX | CONVERSION KIT IQ-60 NG TO LP | 33.4 | 2019-04-01
JS-0558-XX | CONVERSION KIT IQ-60 LP TO NG | 33.4 | 2019-04-01
JS-0559-XX | CONVERSION KIT IQ-80 NG TO LP | 33.4 | 2019-04-01
JS-0560-XX | CONVERSION KIT IQ-80 LP TO NG | 33.4 | 2019-04-01
JS-0561-XB | CONVERSION KIT -FB-110, -B-110 NG TO LP | 149 | 2019-04-01
JS-0561-XX | CONVERSION KIT IQ-110 NG TO LP | 33.4 | 2019-04-01
JS-0562-XB | CONVERSION KIT -FB-110, -B-110 LP TO NG | 116 | 2019-04-01
JS-0562-XX | CONVERSION KIT IQ-110 LP TO NG | 33.4 | 2019-04-01
JS-0563-XB | CONVERSION KIT -FB-130, -B-130 NG TO LP | 57.3 | 2019-04-01
JS-0563-XX | CONVERSION KIT IQ-130 NG TO LP | 33.4 | 2019-04-01
JS-0564-XB | CONVERSION KIT -FB-130, -B-130 LP TO NG | 57.3 | 2019-04-01
JS-0564-XX | CONVERSION KIT IQ-130 LP TO NG | 33.4 | 2019-04-01
JS-0565-XX | CONVERSION KIT IQ-150 NG TO LP | 33.4 | 2019-04-01
JS-0566-XX | CONVERSION KIT IQ-155 LP TO NG | 33.4 | 2019-04-01
JS-0567-AA | CONVERSION KIT STSp-175 NG TO LP | 33.4 | 2019-04-01
JS-0567-AS | CONVERSION KIT VR8205H S.O. VALVE -175 NG TO LP | 116 | 2019-04-01
JS-0567-BB | CONVERSION KIT STSp-175 LP TO NG | 33.4 | 2019-04-01
JS-0567-BS | CONVERSION KIT VR8205K S.O. VALVE -175 LP TO NG | 113 | 2019-04-01
JS-0567-CC | CONVERSION KIT STSp-200 NG TO LP | 33.4 | 2019-04-01
JS-0567-CS | CONVERSION KIT VR8205H S.O. VALVE 200 NG TO LP | 72.6 | 2019-04-01
JS-0567-DD | CONVERSION KIT STSp-200 LP TO NG | 33.4 | 2019-04-01
JS-0567-DS | CONVERSION KIT VR8205K S.O. VALVE 200 LP TO NG | 58 | 2019-04-01
JS-0567-SL | CONV. KIT 175-S NG TO LP | 162 | 2019-04-01
JS-0567-SN | CONV. KIT I175-S LP TO NG | 123 | 2019-04-01
JS-0568-CC | THERMOSTAT RELAY 24V | 23.8 | 2019-04-01
JS-0568-KT | RELAY FIELD INSTALLAT KIT 24 V | 50.2 | 2019-04-01
JS-0569-DT | DIGITAL TWO STAGE THERMOSTAT - 24 volt Luminous | 287 | 2019-04-01
JS-0569-WR | 24 volt Luminous DIGITAL THERMOSTAT | 89.1 | 2019-04-01
JS-0569-WR-P | 24 volt Luminous 5/2 Day Programmable DIGITAL THERMOSTAT | 92.9 | 2019-04-01
JS-0570-TT | MOISTURE PROOF NEMA 4X TWO STAGE THERMOSTAT (TH109) | 217 | 2019-04-01
JS-0570-XX | MOISTURE PROOF THERMOSTAT (F1092) | 129 | 2019-04-01
JS-0572-SG | P.V.C. TUBING SINGLE PIECE 1/4" x 20" | 9.7 | 2019-04-01
JS-0572-XX | P.V.C. TUBING SET (19" & 22") | 15.6 | 2019-04-01
JS-0573-FH | WIRING HARNESS - FENWAL - SE SERIES | 26.2 | 2019-04-01
JS-0573-RP | DSI CONTROL FENWAL120V BOARD REPL KIT SE | 386 | 2019-04-01
JS-0575-UL | AIR PROVING SWITCH - .70" W.C. | 35 | 2019-04-01
JS-0575-XX | AIR PROVING SWITCH - .20" W.C. | 35 | 2019-04-01
JS-0575-YY | AIR PROVING SWITCH - .65" W.C. | 35 | 2019-04-01
JS-0575-ZB | AIR PROVING SWITCH - .90" W.C. | 35 | 2019-04-01
JS-0575-ZC | AIR PROVING SWITCH - .80" W.C. | 35 | 2019-04-01
JS-0576-AA | AIR PROVING SWITCH - .85" W.C. | 35 | 2019-04-01
JS-0576-UA | AIR PROVING SWITCH - .85" W.C. | 35 | 2019-04-01
JS-0576-UG | AIR PROVING SWITCH - 1.00" W.C. | 35 | 2019-04-01
JS-0576-UL | AIR PROVING SWITCH - 1.10" W.C. | 35 | 2019-04-01
JS-0576-UX | AIR PROVING SWITCH - .48" W.C. | 35 | 2019-04-01
JS-0576-UY | AIR PROVING SWITCH - .30" W.C. | 35 | 2019-04-01
JS-0576-UZ | AIR PROVING SWITCH - .67" W.C. | 35 | 2019-04-01
JS-0576-XX | AIR PROVING SWITCH .- 48" W.C. | 35 | 2019-04-01
JS-0576-XY | AIR PROVING SWITCH .- 1.15" W.C. 175-S | 35 | 2019-04-01
JS-0576-YY | AIR PROVING SWITCH - .30" W.C. | 35 | 2019-04-01
JS-0577-RR | BLOCKED FLUE SWITCH .46" W.C. (TWO ORIFICES) | 35 | 2019-04-01
JS-0577-SS | BLOCKED FLUE SWITCH .58" W.C. | 35 | 2019-04-01
JS-0577-TS | BLOCKED FLUE SWITCH .80" W.C. | 35 | 2019-04-01
JS-0577-TT | BLOCKED FLUE SWITCH .60" W.C. | 35 | 2019-04-01
JS-0577-TU | BLOCKED FLUE SWITCH .36" W.C. TWO STAGE 80/60 NG | 35 | 2019-04-01
JS-0577-UA | BLOCKED FLUE SWITCH .86" W.C. | 35 | 2019-04-01
JS-0577-UL | BLOCKED FLUE SWITCH .74" W.C. | 35 | 2019-04-01
JS-0577-US | BLOCKED FLUE SWITCH .58" W.C. | 35 | 2019-04-01
JS-0577-UW | BLOCKED FLUE SWITCH 1.33" W.C. | 35 | 2019-04-01
JS-0577-UZ | BLOCKED FLUE SWITCH 1.41" W.C. | 35 | 2019-04-01
JS-0577-XY | BLOCKED FLUE SWITCH 1.20" W.C. 175-S | 35 | 2019-04-01
JS-0577-YA | BLOCKED FLUE SWITCH .70" W.C. | 35 | 2019-04-01
JS-0577-YY | BLOCKED FLUE SWITCH .90" W.C. | 35 | 2019-04-01
JS-0577-ZZ | BLOCKED FLUE SWITCH 1.41" W.C. | 35 | 2019-04-01
JS-0578-UL | BLOCKED FLUE SWITCH 1.03" W.C. | 35 | 2019-04-01
JS-0578-XX | OUTLET BLOWER GASKET | 5.9 | 2019-04-01
JS-0579-AK | KIT - BLOWER & TWO GASKETS - STSp | 263 | 2019-04-01
JS-0579-AK-B | KIT - BLOWER & TWO GASKETS - STSp - BULK PACK OF 8 | 1786 | 2019-04-01
JS-0579-BC | CARTON - BLOWER | 2.8 | 2019-04-01
JS-0579-ZK | KIT - BLOWER 1/20 HP - 120Vac - 200 MBH / TWO GASKETS | 288 | 2019-04-01
JS-0583-15 | FLANGE - INTAKE ADAPTOR STAINLESS STEEL | 105 | 2019-04-01
JS-0583-15-P | FLANGE - INTAKE ADAPTOR PAINTED | 73.9 | 2019-04-01
JS-0588-XX | ELBOW FITTING - 90 DEGREE STREET | 7.6 | 2019-04-01
JS-0590-XX | NIPPLE - 1/2" x 4" | 7.6 | 2019-04-01
JS-0591-WP | GASKET WP BURNER HEAD/TUBE | 12.2 | 2019-04-01
JS-0591-XX | GASKET FOR STSP FLANGE ADAPTOR | 9.4 | 2019-04-01
JS-0591-XY | FLAME RECTIFIER 175-S LP | 14.1 | 2019-04-01
JS-0592-AR | Burner air restrictor - 45R | 14.1 | 2019-04-01
JS-0592-RR | FLAME RECTIFIER 40-R | 25.2 | 2019-04-01
JS-0592-RT | FLAME RECTIFIER 110 / 125,000 | 25.2 | 2019-04-01
JS-0592-RX | FLAME RECTIFIER 200-S LP | 25.2 | 2019-04-01
JS-0593-LP | EQUALIZER PLATE 37 HOLES - (45 LP) | 14.1 | 2019-04-01
JS-0593-XL | EQUALIZER PLATE 29 HOLES - (SERIES X1- 45 LP) | 14.1 | 2019-04-01
JS-0593-XX | PLATE EQUALIZER OUTLET- (60 TO 200) | 14.1 | 2019-04-01
JS-0593-XY | EQUALIZER PLATE 175-S LP | 14.1 | 2019-04-01
JS-0593-XZ | EQUALIZER PLATE 175 LP | 14.1 | 2019-04-01
JS-0594-ST | BLOWER REST. RING w/ FLANGE - STSp 60 | 29.8 | 2019-04-01
JS-0595-AA | BLOWER RING w/ FLANGE - STSp110-200 | 29.3 | 2019-04-01
JS-0595-EA | BLOWER RING - w/1/2" BIRD SCREEN SE LARG | 17.3 | 2019-04-01
JS-0595-EP | BLOWER INLET REST. PLATE - 80 (1-3/4" HOLE) | 20.6 | 2019-04-01
JS-0595-SP | BLOWER REST. RING w/ FLANGE - STSp 80 | 29.5 | 2019-04-01
JS-0596-AA | BURNER CUP AIR REST. RING 9/32" | 14.6 | 2019-04-01
JS-0596-XX | BURNER CUP AIR REST. RING .375 | 14.6 | 2019-04-01
JS-0597-XX | BURNER CUP AIR REST. RING .500 | 14.6 | 2019-04-01
JS-0597-XY | BURNER CUP AIR REST. RING 175-S | 14.6 | 2019-04-01
JS-0601-WP | GASKET WP INTAKE | 9.2 | 2019-04-01
JS-0611-XX | SINGLE TUBE CARTON | 19.8 | 2019-04-01
JS-0612-XX | TOP CARTON TRAY | 30.4 | 2019-04-01
JS-0613-XX | BOTTOM CARTON TRAY | 30.4 | 2019-04-01
JS-0619-XX | TUBE KIT SKID 127" X 42" | 100 | 2019-04-01
JS-0625-CA | TUBE HEATER BURNER CARTON | 14 | 2019-04-01
JS-0703-DM | GAS ORIFICE LOW INTENSITY HTR 3 DMS | 7.6 | 2019-04-01
JS-0704-DM | GAS ORIFICE LOW INTENSITY HTR 4 DMS | 7.6 | 2019-04-01
JS-0705-DM | GAS ORIFICE LOW INTENSITY HTR 5 DMS | 7.6 | 2019-04-01
JS-0709-DM | GAS ORIFICE LOW INTENSITY HTR 9 DMS | 7.6 | 2019-04-01
JS-070E-NS | GAS ORIFICE LOW INTENSITY HTR. E | 7.6 | 2019-04-01
JS-0710-DM | GAS ORIFICE LOW INTENSITY HTR 19/64" | 7.6 | 2019-04-01
JS-0711-DM | GAS ORIFICE LOW INTENSITY HTR 11 DMS | 7.6 | 2019-04-01
JS-0713-DM | GAS ORIFICE LOW INTENSITY HTR 13 DMS | 7.6 | 2019-04-01
JS-0713-IN | GAS ORIFICE LOW INTENSITY HTR 1/8 inch | 7.6 | 2019-04-01
JS-0714-DM | GAS ORIFICE LOW INTENSITY HTR 14 DMS | 7.6 | 2019-04-01
JS-0714-IN | GAS ORIFICE LOW INTENSITY HTR 9/64 inch | 7.6 | 2019-04-01
JS-0718-DM | GAS ORIFICE LOW INTENSITY HTR 18 DMS | 7.6 | 2019-04-01
JS-0719-DM | GAS ORIFICE LOW INTENSITY HTR 19 DMS | 7.6 | 2019-04-01
JS-0719-IN | GAS ORIFICE LOW INTENSITY HTR 3/16 inch | 7.6 | 2019-04-01
JS-0720-DM | GAS ORIFICE LOW INTENSITY HTR 20 DMS | 7.6 | 2019-04-01
JS-0720-IN | GAS ORIFICE LOW INTENSITY HTR 13/64 inch | 7.6 | 2019-04-01
JS-0721-DM | GAS ORIFICE LOW INTENSITY HTR 21 DMS | 7.6 | 2019-04-01
JS-0723-DM | GAS ORIFICE LOW INTENSITY HTR 23 DMS | 7.6 | 2019-04-01
JS-0724-DM | GAS ORIFICE LOW INTENSITY HTR 24 DMS | 7.6 | 2019-04-01
JS-0725-DM | GAS ORIFICE LOW INTENSITY HTR 25 DMS | 7.6 | 2019-04-01
JS-0725-IN | GAS ORIFICE LOW INTENSITY HTR 1/4 inch | 7.6 | 2019-04-01
JS-0726-DM | GAS ORIFICE LOW INTENSITY HTR 26 DMS | 7.6 | 2019-04-01
JS-0727-DM | GAS ORIFICE LOW INTENSITY HTR 27 DMS | 7.6 | 2019-04-01
JS-0728-DM | GAS ORIFICE LOW INTENSITY HTR 28 DMS | 7.6 | 2019-04-01
JS-0728-IN | GAS ORIFICE LOW INTENSITY HTR 7.2 MM | 7.6 | 2019-04-01
JS-0729-DM | GAS ORIFICE LOW INTENSITY HTR 29 DMS | 7.6 | 2019-04-01
JS-0730-DM | GAS ORIFICE LOW INTENSITY HTR 30 DMS | 7.6 | 2019-04-01
JS-0730-IN | GAS ORIFICE LOW INTENSITY HTR 19/64 inch | 7.6 | 2019-04-01
JS-0731-DM | GAS ORIFICE LOW INTENSITY HTR 31 DMS | 7.6 | 2019-04-01
JS-0732-DM | GAS ORIFICE LOW INTENSITY HTR 32 DMS | 7.6 | 2019-04-01
JS-0733-DM | GAS ORIFICE LOW INTENSITY HTR 33 DMS | 7.6 | 2019-04-01
JS-0733-MM | GAS ORIFICE LOW INTENSITY HTR 3.3 MM | 7.6 | 2019-04-01
JS-0734-DM | GAS ORIFICE LOW INTENSITY HTR 34 DMS | 7.6 | 2019-04-01
JS-0734-MM | GAS ORIFICE LOW INTENSITY HTR 3.4 MM | 7.6 | 2019-04-01
JS-0735-DM | GAS ORIFICE LOW INTENSITY HTR 35 DMS | 7.6 | 2019-04-01
JS-0735-MM | GAS ORIFICE LOW INTENSITY HTR 3.5 MM | 7.6 | 2019-04-01
JS-0736-DM | GAS ORIFICE LOW INTENSITY HTR 36 DMS | 7.6 | 2019-04-01
JS-0738-DM | GAS ORIFICE LOW INTENSITY HTR 38 DMS | 7.6 | 2019-04-01
JS-0739-DM | GAS ORIFICE LOW INTENSITY HTR 39 DMS | 7.6 | 2019-04-01
JS-0740-DM | GAS ORIFICE LOW INTENSITY HTR 40 DMS | 7.6 | 2019-04-01
JS-0741-DM | GAS ORIFICE LOW INTENSITY HTR 41 DMS | 7.6 | 2019-04-01
JS-0742-DM | GAS ORIFICE LOW INTENSITY HTR 42 DMS | 7.6 | 2019-04-01
JS-0742-MM | GAS ORIFICE LOW INTENSITY HTR 4.2 MM | 7.6 | 2019-04-01
JS-0743-DM | GAS ORIFICE LOW INTENSITY HTR 43 DMS | 7.6 | 2019-04-01
JS-0744-DM | GAS ORIFICE LOW INTENSITY HTR 44 DMS | 7.6 | 2019-04-01
JS-0745-DM | GAS ORIFICE LOW INTENSITY HTR 45 DMS | 7.6 | 2019-04-01
JS-0746-DM | GAS ORIFICE LOW INTENSITY HTR 46 DMS | 7.6 | 2019-04-01
JS-0748-DM | GAS ORIFICE LOW INTENSITY HTR 48 DMS | 7.6 | 2019-04-01
JS-0749-DM | GAS ORIFICE LOW INTENSITY HTR 49 DMS | 7.6 | 2019-04-01
JS-0750-DM | GAS ORIFICE LOW INTENSITY HTR 50 DMS | 7.6 | 2019-04-01
JS-0750-MM | GAS ORIFICE LOW INTENSITY HTR 5.0 MM | 7.6 | 2019-04-01
JS-0751-MM | GAS ORIFICE LOW INTENSITY HTR 5.1 MM | 7.6 | 2019-04-01
JS-0752-MM | GAS ORIFICE LOW INTENSITY HTR 5.2 MM | 7.6 | 2019-04-01
JS-0755-MM | GAS ORIFICE LOW INTENSITY HTR 5.5 MM | 7.6 | 2019-04-01
JS-0756-MM | GAS ORIFICE LOW INTENSITY HTR 5.6 MM | 7.6 | 2019-04-01
JS-0757-MM | GAS ORIFICE LOW INTENSITY HTR 5.7 MM | 7.6 | 2019-04-01
JS-0758-DM | GAS ORIFICE LOW INTENSITY HTR 58 DMS | 7.6 | 2019-04-01
JS-0758-MM | GAS ORIFICE LOW INTENSITY HTR 5.8 MM | 7.6 | 2019-04-01
JS-0759-MM | GAS ORIFICE LOW INTENSITY HTR 5.9 MM | 7.6 | 2019-04-01
JS-0760-MM | GAS ORIFICE LOW INTENSITY HTR 6.0 MM | 7.6 | 2019-04-01
JS-0761-MM | GAS ORIFICE LOW INTENSITY HTR 6.1 MM | 7.6 | 2019-04-01
JS-0762-MM | GAS ORIFICE LOW INTENSITY HTR 6.2 MM | 7.6 | 2019-04-01
JS-0763-MM | GAS ORIFICE LOW INTENSITY HTR 6.3 MM | 7.6 | 2019-04-01
JS-0764-MM | GAS ORIFICE LOW INTENSITY HTR 6.4 MM | 7.6 | 2019-04-01
JS-0765-MM | GAS ORIFICE LOW INTENSITY HTR 6.5 MM | 7.6 | 2019-04-01
JS-0766-MM | GAS ORIFICE LOW INTENSITY HTR 6.6 MM | 7.6 | 2019-04-01
JS-0767-MM | GAS ORIFICE LOW INTENSITY HTR 6.7 MM | 7.6 | 2019-04-01
JS-0770-MM | GAS ORIFICE LOW INTENSITY HTR 7.0 MM | 7.6 | 2019-04-01
JS-0771-MM | GAS ORIFICE LOW INTENSITY HTR 7.1 MM | 7.6 | 2019-04-01
JS-0772-MM | GAS ORIFICE LOW INTENSITY HTR 7.2 MM | 7.6 | 2019-04-01
JS-0773-MM | GAS ORIFICE LOW INTENSITY HTR 7.3 MM | 7.6 | 2019-04-01
JS-0774-MM | GAS ORIFICE LOW INTENSITY HTR 7.4 MM | 7.6 | 2019-04-01
JS-200L-RK | 200,000 Btuh LP FIELD ADJUSTMENT KIT | 81.9 | 2019-04-01
JS-200N-RK | 200,000 Btuh NG FIELD ADJUSTMENT KIT | 81.9 | 2019-04-01
JV-2342-YY | PRESSURE SWITCH - .42" STSV 80 | 110 | 2019-04-01
JV-2639-XX | BLOWER - STSV | 348 | 2019-04-01
JW-0519-AM | INDICATOR LIGHT- AMBER - STSP | 10.7 | 2019-04-01
JW-0519-GR | INDICATOR LIGHT - GREEN - 110 volt Luminous | 10.7 | 2019-04-01
JW-0519-RE | INDICATOR - LIGHT - RED - STSP | 10.7 | 2019-04-01
JW-MXXX-HX | WIRING HARNESS E SERIES | 46.1 | 2019-04-01
JW-SUXX-HX | WIRING HARNESS STSp US | 46.1 | 2019-04-01
JW-WXXX-HX | WIRING KIT w/ HARNESS SPW/IWP, STW/IW | 83 | 2019-04-01
JX-0200-WH | D.S.I. WIRING HARNESS HA140K | 20.1 | 2019-04-01
JX-0201-DD | DSI TWO BURNER 2 462 D901 029 | 309 | 2019-04-01
JX-0201-WH | WIRE HARNESS - FENWALL - ECO 36/52 | 22.6 | 2019-04-01
JX-0204-SC | IGNITOR/SENSOR - ECO ; IL | 79.5 | 2019-04-01
JX-0205-BK | PILOT / IGNITER / SENSOR BRACKET 2100 | 24.9 | 2019-04-01
JX-0205-FS | PILOT FLAME SHIELD 2100 | 39.3 | 2019-04-01
JX-0205-LP | 2100/IO-100 PILOT ORIFICE - LP | 16.3 | 2019-04-01
JX-0205-NG | PILOT BURNER - 2100/IO-100 NG | 80.7 | 2019-04-01
JX-0205-PC | PILOT COVER - MILLIVOLT | 16.3 | 2019-04-01
JX-0205-PK | PILOT GAS TUBE ASSEMBLY KIT 2100 | 49 | 2019-04-01
JX-0205-PT | PILOT GAS TUBE ASSEMBLY 2100 | 15.3 | 2019-04-01
JX-0206-XX | D.S.I. CONTROL BRACKET | 11 | 2019-04-01
JX-0207-XX | IGNITOR MOUNTING BRACKET (JR) | 13.7 | 2019-04-01
JX-0209-ZZ | NIPPLE - 1/2" X 2" WITH THREADED HOLE 2100 | 24.5 | 2019-04-01
JX-0210-CL | ORIFICE HOLDER RETAINER CLIP | 1.4 | 2019-04-01
JX-0210-XX | ECOSCHWANK ORIFICE HOLDER | 54.5 | 2019-04-01
JX-0228-XX | HI VOLTAGE WIRE - SPARK | 17.6 | 2019-04-01
JX-0228-YY | HI VOLTAGE WIRE - SPARK 2300 | 17.6 | 2019-04-01
JX-0228-ZZ | HI VOLTAGE WIRE - SPARK ECO - FENWAL | 17.6 | 2019-04-01
JX-0229-GR | LOW VOLTAGE WIRE - GROUND | 9.4 | 2019-04-01
JX-0229-SR | LOW VOLTAGE WIRE - SENSOR | 3.3 | 2019-04-01
JX-0229-VA | LOW VOLTAGE WIRE - VALVE | 9.4 | 2019-04-01
JX-0236-SG-P | SINGLE REFLECTOR EXTENSION - JR 37 | 86.9 | 2019-04-01
JX-0237-SG-P | SINGLE REFLECTOR EXTENSION - JR 50 | 91.1 | 2019-04-01
JX-0238-SG-P | REFLECTOR EXTENSION - SINGLE - JR 75 | 117 | 2019-04-01
JX-0239-SG-P | REFLECTOR EXTENSION - SINGLE - JR 100 | 174 | 2019-04-01
JX-0243-IN | TILE - 14/4 EFFECT ULTRA (NO "S") | 73.9 | 2019-04-01
JX-0243-XA | TILE RETAINER 10-7/8" - ECO-X 6, 18, 36 / IL-X 25, 75, 150 | 14.9 | 2019-04-01
JX-0243-XB | TILE RETAINER 9" - ECO-X 10 / IL-X 37 | 17.7 | 2019-04-01
JX-0243-XC | TILE RETAINER 12-5/8" - ECO-X 13, 18, 26 / IL-X 50, 75, 100 | 20.5 | 2019-04-01
JX-0243-XX | RETAINER STRIP - TILE - ECO/JR | 7.5 | 2019-04-01
JX-0245-XX | GASKET SET - ECO 10, IL-37 | 29.5 | 2019-04-01
JX-0246-XX | GASKET SET - ECO 13, IL-50 | 29.5 | 2019-04-01
JX-0247-XX | GASKET SET - ECO 18, IL-75 | 47.5 | 2019-04-01
JX-0248-XX | GASKET SET - ECO 26, IL-100 | 57.5 | 2019-04-01
JX-0249-XX | TILE PROTECTION GRILLE - ECO 6 & 8 | 36.1 | 2019-04-01
JX-0252-XA | CONV. KIT - LP TO NG - ECO 10, IL-37 | 65.4 | 2019-04-01
JX-0252-XA-A | CONV KIT - LP TO NG - ECO 8, IL-25 | 65.4 | 2019-04-01
JX-0252-XB | CONV. KIT - LP TO NG - ECO 13, IL-50 | 65.4 | 2019-04-01
JX-0252-XC | CONV. KIT - LP TO NG - ECO 18, IL-75 | 65.4 | 2019-04-01
JX-0252-XC-A | CONV. KIT - LP TO NG - ECO 36 , IL-150 | 78.5 | 2019-04-01
JX-0252-XD | CONV. KIT - LP TO NG - ECO 26, IL-100 | 65.4 | 2019-04-01
JX-0252-XD-A | CONV. KIT - LP TO NG - ECO 52 , IL-200 | 78.5 | 2019-04-01
JX-0252-XE | CONV. KIT - LP TO NG - 2312/IO-212 | 65.4 | 2019-04-01
JX-0252-XF | CONV. KIT - LP TO NG - 2313/IO-213 | 65.4 | 2019-04-01
JX-0252-XG | CONV. KIT - LP TO NG - 2315/IO-215 | 65.4 | 2019-04-01
JX-0252-XH | CONV. KIT - LP to NG - 2135/IO-135 | 81.9 | 2019-04-01
JX-0252-XJ | CONV. KIT - LP to NG - 2150/IO-150 | 81.5 | 2019-04-01
JX-0252-XX | TILE PROTECTING GRILLE - ECO 10, IL-37 | 66.9 | 2019-04-01
JX-0253-XA | CONV. KIT - NG TO LP - ECO 10, IL-37, JR 37 | 65.4 | 2019-04-01
JX-0253-XA-A | CONV KIT - NG TO LP - ECO 8, IL-25 | 65.4 | 2019-04-01
JX-0253-XB | CONV. KIT - NG TO LP - ECO 13, IL-50, JR 50 | 65.4 | 2019-04-01
JX-0253-XC | CONV. KIT - NG TO LP - ECO 18, IL-75, JR 75 | 65.4 | 2019-04-01
JX-0253-XC-A | CONV. KIT - NG TO LP - ECO 36, IL-150 | 78.5 | 2019-04-01
JX-0253-XD | CONV. KIT - NG TO LP - ECO 26, IL-100, JR 100 | 65.4 | 2019-04-01
JX-0253-XD-A | CONV. KIT - NG TO LP - ECO 52, IL-200 | 78.5 | 2019-04-01
JX-0253-XE | CONV. KIT - NG TO LP - 2312/IO-212 | 65.4 | 2019-04-01
JX-0253-XF | CONV. KIT - NG TO LP - 2313/IO-213 | 65.4 | 2019-04-01
JX-0253-XG | CONV. KIT - NG TO LP - 2315/IO-215 | 65.4 | 2019-04-01
JX-0253-XH | CONV. KIT - NG to LP - 2135/IO-135 | 81.9 | 2019-04-01
JX-0253-XJ | CONV. KIT - NG to LP - 2150/IO-150 | 82.6 | 2019-04-01
JX-0253-XX | TILE PROTECTING GRILLE - ECO 13, IL-50 | 66.9 | 2019-04-01
JX-0254-XX | TILE PROTECTING GRILLE - ECO 18, IL-75 | 70.7 | 2019-04-01
JX-0255-XX | TILE PROTECTING GRILLE - ECO 26, IL-100 | 72.6 | 2019-04-01
JX-0255-ZZ | TILE PROTECTING GRILLE - ECO 52, IL 200 | 125 | 2019-04-01
JX-0260-SG-P | ECO 6 SINGLE REFLECTOR EXTENSIONS | 57.5 | 2019-04-01
JX-0267-AA | NUT&BOLT(QTY 10) FOR TILE FASTNER-ECO/JR | 29.8 | 2019-04-01
JX-0267-XX | TILE FASTENER SET MODELS: ECO, IL | 4.2 | 2019-04-01
JX-0285-MV | ECO END REFLECTOR MILLIVOLT | 23.3 | 2019-04-01
JX-0285-XX | REFLECTOR - IGNITOR END - ECOSCHWANK | 23.3 | 2019-04-01
JX-0286-BX | END REFLECTOR ECO-X-36/52 | 53.3 | 2019-04-01
JX-0286-IX | REFLECTOR - IGNITOR END -ECO-X-36/52 | 26.6 | 2019-04-01
JX-0286-XX | END REFLECTOR - ECOSCHWANK | 23.3 | 2019-04-01
JX-0287-SX | REFLECTOR SPACER BRACKET - ECO-X18/26 | 6.3 | 2019-04-01
JX-0287-XA | SIDE REFLECTOR - ECO-X 6 / IL-X 25 | 13.4 | 2019-04-01
JX-0287-XE | SIDE REFLECTOR - ECO-X 10 / IL-X 37 | 16.9 | 2019-04-01
JX-0288-XE | SIDE REFLECTOR - ECO-X 13 / IL-X 50 | 21.5 | 2019-04-01
JX-0288-XX | SIDE REFLECTOR - ECOSCHWANK 13 | 40.2 | 2019-04-01
JX-0289-XE | SIDE REFLECTOR - ECO-X 18 / IL-X 75 | 23.8 | 2019-04-01
JX-0289-XX | SIDE REFLECTOR - ECOSCHWANK 18 | 47.3 | 2019-04-01
JX-0290-XE | SIDE REFLECTOR - ECO-X 26 / IL-X 100 | 27.2 | 2019-04-01
JX-0290-XX | SIDE REFLECTOR - ECOSCHWANK 26 | 54.1 | 2019-04-01
JX-0305-PK | CARTON - ECO26 | 37.8 | 2019-04-01
JX-0312-XX | MILIVOLT PILOT COVER DOOR | 13.1 | 2019-04-01
JX-0706-DM | LUMINOUS ORIFICE (# 6 DMS) | 24.8 | 2019-04-01
JX-0710-DM | LUMINOUS ORIFICE (#10 DMS) | 24.8 | 2019-04-01
JX-0711-DM | LUMINOUS ORIFICE (#11 DMS) | 24.8 | 2019-04-01
JX-0713-DM | LUMINOUS ORIFICE (#13 DMS) | 24.8 | 2019-04-01
JX-0716-DM | LUMINOUS ORIFICE (#16 DMS) | 24.8 | 2019-04-01
JX-0718-DM | LUMINOUS ORIFICE (# 18 DMS) | 24.8 | 2019-04-01
JX-0719-DM | LUMINOUS ORIFICE (#19 DMS) | 24.8 | 2019-04-01
JX-0720-DM | LUMINOUS ORIFICE (# 20 DMS) | 24.8 | 2019-04-01
JX-0720-MM | LUMINOUS ORIFICE (# 2.00 MM) | 24.8 | 2019-04-01
JX-0721-DM | LUMINOUS ORIFICE (# 21 DMS) | 24.8 | 2019-04-01
JX-0722-DM | LUMINOUS ORIFICE (# 22 DMS) | 24.8 | 2019-04-01
JX-0722-MM | LUMINOUS ORIFICE (# 2.25 MM) | 24.8 | 2019-04-01
JX-0723-DM | LUMINOUS ORIFICE (#23 DMS) | 24.8 | 2019-04-01
JX-0724-DM | LUMINOUS ORIFICE (# 24 DMS) | 24.8 | 2019-04-01
JX-0725-DM | LUMINOUS ORIFICE (# 25 DMS) | 24.8 | 2019-04-01
JX-0726-DM | LUMINOUS ORIFICE (# 26 DMS) | 24.8 | 2019-04-01
JX-0727-DM | LUMINOUS ORIFICE (#27 DMS) | 24.8 | 2019-04-01
JX-0728-DM | LUMINOUS ORIFICE (# 28 DMS) | 24.8 | 2019-04-01
JX-0728-MM | LUMINOUS ORIFICE (# 2.83 MM) | 24.8 | 2019-04-01
JX-0729-DM | LUMINOUS ORIFICE (#29 DMS) | 24.8 | 2019-04-01
JX-0730-DM | LUMINOUS ORIFICE (#30 DMS) | 24.8 | 2019-04-01
JX-0731-DM | LUMINOUS ORIFICE (#31 DMS) | 24.8 | 2019-04-01
JX-0732-DM | LUMINOUS ORIFICE (#32 DMS) | 24.8 | 2019-04-01
JX-0732-MM | LUMINOUS ORIFICE (# 3.17 MM) | 24.8 | 2019-04-01
JX-0733-DM | LUMINOUS ORIFICE (#33 DMS) | 24.8 | 2019-04-01
JX-0733-MM | LUMINOUS ORIFICE (# 3.30 MM) | 24.8 | 2019-04-01
JX-0734-DM | LUMINOUS ORIFICE (# 34 DMS) | 24.8 | 2019-04-01
JX-0735-DM | LUMINOUS ORIFICE (# 35 DMS) | 24.8 | 2019-04-01
JX-0736-DM | LUMINOUS ORIFICE (#36 DMS) | 24.8 | 2019-04-01
JX-0736-MM | LUMINOUS ORIFICE (# 3.60 MM) | 24.8 | 2019-04-01
JX-0737-DM | LUMINOUS ORIFICE (# 37 DMS) | 24.8 | 2019-04-01
JX-0738-DM | LUMINOUS ORIFICE (#38 DMS) | 24.8 | 2019-04-01
JX-0738-MM | LUMINOUS ORIFICE (# 3.85 MM) | 24.8 | 2019-04-01
JX-0739-DM | LUMINOUS ORIFICE (# 39 DMS) | 24.8 | 2019-04-01
JX-0740-DM | LUMINOUS ORIFICE (# 40 DMS) | 24.8 | 2019-04-01
JX-0741-DM | LUMINOUS ORIFICE (# 41 DMS) | 24.8 | 2019-04-01
JX-0742-DM | LUMINOUS ORIFICE (#42 DMS) | 24.8 | 2019-04-01
JX-0743-DM | LUMINOUS ORIFICE (#43 DMS) | 24.8 | 2019-04-01
JX-0743-MM | LUMINOUS ORIFICE (# 4.30 MM) | 24.8 | 2019-04-01
JX-0744-DM | LUMINOUS ORIFICE (#44 DMS) | 24.8 | 2019-04-01
JX-0745-DM | LUMINOUS ORIFICE (#45 DMS) | 24.8 | 2019-04-01
JX-0746-DM | LUMINOUS ORIFICE (# 46 DMS) | 24.8 | 2019-04-01
JX-0747-DM | LUMINOUS ORIFICE (#47 DMS) | 24.8 | 2019-04-01
JX-0748-DM | LUMINOUS ORIFICE - (# 48 dms) | 24.8 | 2019-04-01
JX-0749-DM | LUMINOUS ORIFICE (#49 DMS) | 24.8 | 2019-04-01
JX-0750-DM | LUMINOUS ORIFICE (# 50 DMS) | 24.8 | 2019-04-01
JX-0751-DM | LUMINOUS ORIFICE (# 51 DMS) | 24.8 | 2019-04-01
JX-0752-DM | LUMINOUS ORIFICE (#52 DMS) | 24.8 | 2019-04-01
JX-0753-DM | LUMINOUS ORIFICE (#53 DMS) | 24.8 | 2019-04-01
JX-0754-DM | LUMINOUS ORIFICE (#54 DMS) | 24.8 | 2019-04-01
JX-0755-DM | LUMINOUS ORIFICE - (# 55 dms) | 24.8 | 2019-04-01
JX-0756-DM | LUMINOUS ORIFICE (#56 DMS) | 24.8 | 2019-04-01
JX-0760-DM | LUMINOUS ORIFICE (#60 DMS) | 24.8 | 2019-04-01
JX-0766-DM | LUMINOUS ORIFICE (# 66 DMS) | 24.8 | 2019-04-01
JX-E025-BO | BURNER ONLY - ECO 06 | 568 | 2019-04-01
JX-E025-PL | BURNER - ECO 06 LP w/ ORIFICE AND HOLDER | 582 | 2019-04-01
JX-E025-PN | BURNER - ECO 06 NG w/ ORIFICE AND HOLDER | 582 | 2019-04-01
JX-E037-BO | BURNER ONLY -ECO 10 | 650 | 2019-04-01
JX-E037-PL | BURNER - ECO 10 LP w/ ORIFICE AND HOLDER | 665 | 2019-04-01
JX-E037-PN | BURNER - ECO 10 NG W/ ORIFICE AND HOLDER | 665 | 2019-04-01
JX-E050-BO | BURNER ONLY - ECO 13 | 760 | 2019-04-01
JX-E050-PL | BURNER - ECO 13 LP w/ ORIFICE AND HOLDER | 775 | 2019-04-01
JX-E050-PN | BURNER - ECO 13 NG w/ ORIFICE AND HOLDER | 775 | 2019-04-01
JX-E075-BO | BURNER ONLY --ECO 18 | 828 | 2019-04-01
JX-E075-PL | BURNER - ECO 18 LP w/ ORIFICE AND HOLDER | 845 | 2019-04-01
JX-E075-PN | BURNER - ECO 18 NG w/ ORIFICE AND HOLDER | 845 | 2019-04-01
JX-E100-BO | BURNER ONLY -ECO 26 | 897 | 2019-04-01
JX-E100-PL | BURNER - ECO 26 LP w/ ORIFICE AND HOLDER | 912 | 2019-04-01
JX-E100-PN | BURNER - ECO 26 NG w/ ORIFICE AND HOLDER | 912 | 2019-04-01
JX-X025-BO | BURNER ONLY - ECO 06-X | 473 | 2019-04-01
JX-X037-BO | BURNER ONLY -ECO 10-X | 516 | 2019-04-01
JX-X050-BO | BURNER ONLY - ECO 13-X | 585 | 2019-04-01
JX-X075-BO | BURNER ONLY --ECO 18-X | 659 | 2019-04-01
JX-X100-BO | BURNER ONLY -ECO 26-X | 928 | 2019-04-01
PS-4005-CB | patioSchwank STAINLESS 4005 LP | 941 | 2019-04-01
PS-4SN5-CB | FIXED MOUNT S/S PATIO HEATER | 1136 | 2019-04-01
PU-R040-BN | RESIDENTIAL PACKAGED "U" TUBE HEATER 40 NG | 1863 | 2019-04-01
PU-R040-BN | RESIDENTIAL PACKAGED "U" TUBE HEATER 40 NG | 1863 | 2019-04-01
PU-0J40-AN | INFRASAVE PACKAGED "U" TUBE HEATER 40 NG (USA) | 1928 | 2019-04-01
PU-PJ40-AN | PATIO POWDER COATED BURNER HOUSING; PACKAGED "U" TUBE HEATER 40 NG (USA) | 2430 | 2019-04-01
PU-WJ40-AN | PATIO STAINLESS STEEL BURNER HOUSING; PACKAGED "U" TUBE HEATER 40 NG (USA) | 2723 | 2019-04-01
TG-0010-KT | DECORATIVE GRILLE KIT - BLACK - 10' | 484 | 2019-04-01
TK-P020-UL | UL TUBE KIT-PRIMARY 20' - 90-40', 130-40' | 1185 | 2019-04-01
TK-P030-UL | UL TUBE KIT-PRIMARY 30' - 60-30', 130-50' | 1735 | 2019-04-01
TK-P163-UL | UL TUBE KIT-PRIMARY 30' - 160 -50'/60' | 1809 | 2019-04-01
TK-P230-UL | UL TUBE KIT-PRIMARY 30' - 200 -60'/70' | 1963 | 2019-04-01
TK-P330-UL | UL TUBE KIT-STAND ALONE 30' - 90-30' - 3' TURB. | 1735 | 2019-04-01
TK-P620-UL | UL TUBE KIT-STAND ALONE 20' - 60-20' - 6' TURB. | 1185 | 2019-04-01
TK-S020-UL | UL TUBE KIT-SECONDARY 20'- 90-40',130-50', 200-70' | 1158 | 2019-04-01
TK-S230-UL | UL TUBE KIT-SECONDARY 30' - 160-60',200-60' - 2' TURB | 1709 | 2019-04-01
TK-S620-UL | UL TUBE KIT-SECONDARY 20' - 130-40' , 160-50'- 6' TURB | 1158 | 2019-04-01
TM-0010-SU | BUILDER MODEL 'U'-TUBE KIT 10' SECONDARY | 530 | 2019-04-01
TM-0020-SU | BUILDER MODEL 'U'-TUBE KIT 20'U PRIMARY 155 | 1213 | 2019-04-01
TM-0020-SX | BUILDER MODEL TUBE KIT 20' SECONDARY | 530 | 2019-04-01
TM-0030-SX | BUILDER MODEL TUBE KIT 30' SECONDARY | 726 | 2019-04-01
TM-0040-SX | BUILDER MODEL TUBE KIT 40' SECONDARY | 926 | 2019-04-01
TM-1010-SX | BUILDER MODEL TUBE KIT 10' SECONDARY | 359 | 2019-04-01
TM-1020-SU | BUILDER MODEL 'U'-TUBE KIT 20'U STAND ALONE | 1244 | 2019-04-01
TM-1020-SX | BUILDER MODEL TUBE KIT 100 MBH x 20' STAND ALONE | 845 | 2019-04-01
TM-1030-SX | BUILDER MODEL TUBE KIT 30' PRIMARY 175/200 | 986 | 2019-04-01
TM-1040-SX | BUILDER MODEL TUBE KIT 40' STAND ALONE | 1029 | 2019-04-01
TM-1410-SU | BUILDER MODEL 'U'-TUBE KIT 10'U STAND ALONE | 857 | 2019-04-01
TM-1415-SU | BUILDER MODEL 'U'-TUBE KIT 15'U STAND ALONE | 1170 | 2019-04-01
TM-1420-SX | BUILDER MODEL TUBE KIT 20' STAND ALONE | 660 | 2019-04-01
TM-1430-SX | BUILDER MODEL TUBE KIT 30' STAND ALONE | 845 | 2019-04-01
TM-A120-SU | BUILDER MODEL 'U'-TUBE KIT 20'U PRIMARY 175-200 | 1386 | 2019-04-01
TM-F030-SX | BUILDER MODEL TUBE KIT 30' PRIMARY 80->155 | 829 | 2019-04-01
TS-0020-JZ | PREMIER STS-JZ / IQ TUBE KIT SECONDARY 20' | 650 | 2019-04-01
TS-0030-JZ | PREMIER STS-JZ / IQ TUBE KIT SECONDARY 30' | 911 | 2019-04-01
TS-0040-JZ | PREMIER STS-JZ / IQ TUBE KIT SECONDARY 40' | 1172 | 2019-04-01
TS-1010-JZ | PREMIER STS-JZ / IQ TUBE KIT SECONDARY 10' | 429 | 2019-04-01
TS-1020-JZ | PREMIER STS-JZ / IQ 100MBH x 20' TUBE KIT STAND ALONE | 884 | 2019-04-01
TS-1030-JZ | PREMIER STS-JZ / IQ TUBE KIT 30' PRIMARY 175/200 | 1127 | 2019-04-01
TS-1040-JZ | PREMIER STS-JZ / IQ 40' TUBE KIT STAND ALONE | 1283 | 2019-04-01
TS-1420-JZ | PREMIER STS-JZ / IQ 20' TUBE KIT STAND ALONE | 760 | 2019-04-01
TS-1430-JZ | PREMIER STS-JZ / IQ 30' TUBE KIT STAND ALONE | 1022 | 2019-04-01
TS-F030-JZ | PREMIER STS-JZ / IQ TUBE KIT 30' PRIMARY 110-155 | 1008 | 2019-04-01
TW-0020-JZ | CAR WASH & OUTDOOR TUBE KIT SECONDARY 20' | 717 | 2019-04-01
TW-0020-JZ-2 | STAINLESS STEEL TUBE KIT SECONDARY 20' | 1717 | 2019-04-01
TW-0030-JZ | CAR WASH & OUTDOOR TUBE KIT SECONDARY 30' | 986 | 2019-04-01
TW-0030-JZ-2 | STAINLESS STEEL TUBE KIT SECONDARY 30' | 2459 | 2019-04-01
TW-0040-JZ | CAR WASH & OUTDOOR TUBE KIT SECONDARY 40' | 1271 | 2019-04-01
TW-0040-JZ-2 | STAINLESS STEEL TUBE KIT SECONDARY 40' | 3200 | 2019-04-01
TW-1010-JZ | CAR WASH & OUTDOOR TUBE KIT SECONDARY 10' | 444 | 2019-04-01
TW-1010-JZ-2 | STAINLESS STEEL TUBE KIT SECONDARY 10' | 977 | 2019-04-01
TW-1030-JZ | CAR WASH & OUTDOOR TUBE KIT 30 PRIMARY 175-200 | 1223 | 2019-04-01
TW-1030-JZ-2 | STAINLESS STEEL TUBE KIT 30' PRIMARY 175-200 | 2707 | 2019-04-01
TW-1040-JZ | CAR WASH & OUTDOOR 40' TUBE KIT STAND ALONE | 1370 | 2019-04-01
TW-1040-JZ-2 | STAINLESS STEEL 40' TUBE KIT STAND ALONE | 3447 | 2019-04-01
TW-1420-JZ | CAR WASH & OUTDOOR 20' TUBE KIT STAND ALONE | 815 | 2019-04-01
TW-1420-JZ-2 | STAINLESS STEEL 20' TUBE KIT STAND ALONE | 1965 | 2019-04-01
TW-1430-JZ | CAR WASH & OUTDOOR 30' TUBE KIT STAND ALONE | 1073 | 2019-04-01
TW-1430-JZ-2 | STAINLESS STEEL 30' TUBE KIT STAND ALONE | 2707 | 2019-04-01
TW-F030-JZ | CAR WASH & OUTDOOR TUBE KIT 30 PRIMARY 110-155 | 1043 | 2019-04-01
TW-F030-JZ-2 | STAINLESS STEEL TUBE KIT 30' PRIMARY 110-155 | 2707 | 2019-04-01

## Updated Items
2018 ITEM NO (OLD) | DESC | STATUS | 2019 ITEM NO (NEW) | DESC
AD-JE24-20 | InfrasaveAir 524EH Surface Mount; Electric Heat; 24'' Length; Elect: 208/3/60 | Updated | AC-JE24-20 | SchwankAir 524EH Surface Mount; Electric Heated; 24'' Length; Elect: 208/3/60
AD-JE32-20 | InfrasaveAir 532EH Surface Mount; Electric Heat; 32'' Length; Elect: 208/3/61 | Updated | AC-JE32-20 | SchwankAir 532EH Surface Mount; Electric Heated; 32'' Length; Elect: 208/3/61
AD-CA45-23 | InfrasaveAir 2045 Surface Mount; Ambient Air; 45'' Length; Elect: 230/1/60 | Updated | AC-CA45-23 | SchwankAir 2045 Surface Mount; Ambient Air; 45'' Length; Elect: 230/1/60
AD-CA47-23-R | InfrasaveAir 2047R Recessed Mount; Ambient Air; 47'' Length; Elect: 230/1/60 | Updated | AC-CA47-23-R | SchwankAir 2047R Recessed Mount; Ambient Air; 47'' Length; Elect: 230/1/60
AD-CA63-23-R | InfrasaveAir 2063R Recessed Mount; Ambient Air; 63'' Length; Elect: 230/1/60 | Updated | AC-CA63-23-R | SchwankAir 2063R Recessed Mount; Ambient Air; 63'' Length; Elect: 230/1/60
AD-CA66-23 | InfrasaveAir 2066 Surface Mount; Ambient Air; 66'' Length; Elect: 230/1/60 | Updated | AC-CA66-23 | SchwankAir 2066 Surface Mount; Ambient Air; 66'' Length; Elect: 230/1/60
AD-CA83-23-R | InfrasaveAir 2083R Recessed Mount; Ambient Air; 83'' Length; Elect: 230/1/60 | Updated | AC-CA83-23-R | SchwankAir 2083R Recessed Mount; Ambient Air; 83'' Length; Elect: 230/1/60
AD-CA87-23 | InfrasaveAir 2087 Surface Mount; Ambient Air; 87'' Length; Elect: 230/1/60 | Updated | AC-CA87-23 | SchwankAir 2087 Surface Mount; Ambient Air; 87'' Length; Elect: 230/1/60
AD-CE45-20 | InfrasaveAir 2045EH Surface Mount; Electric Heat; 45'' Length; Elect: 208/3/60 | Updated | AC-CE45-20 | SchwankAir 2045EH Surface Mount; Electric Heat; 45'' Length; Elect: 208/3/60
AD-CE45-48 | InfrasaveAir 2045EH Surface Mount; Electric Heat; 45'' Length; Elect: 480/3/60 | Updated | AC-CE45-48 | SchwankAir 2045EH Surface Mount; Electric Heat; 45'' Length; Elect: 480/3/60
AD-CE45-60 | InfrasaveAir 2045EH Surface Mount; Electric Heat; 45'' Length; Elect: 600/3/60 | Updated | AC-CE45-60 | SchwankAir 2045EH Surface Mount; Electric Heat; 45'' Length; Elect: 600/3/60
AD-CE47-20-R | InfrasaveAir 2047EHR Recessed Mount; Electric Heat; 47'' Length; Elect: 208/3/60 | Updated | AC-CE47-20-R | SchwankAir 2047EHR Recessed Mount; Electric Heat; 47'' Length; Elect: 208/3/60
AD-CE47-48-R | InfrasaveAir 2047EHR Recessed Mount; Electric Heat; 47'' Length; Elect: 480/3/60 | Updated | AC-CE47-48-R | SchwankAir 2047EHR Recessed Mount; Electric Heat; 47'' Length; Elect: 480/3/60
AD-CE47-60-R | InfrasaveAir 2047EHR Recessed Mount; Electric Heat; 47'' Length; Elect: 600/3/60 | Updated | AC-CE47-60-R | SchwankAir 2047EHR Recessed Mount; Electric Heat; 47'' Length; Elect: 600/3/60
AD-CE63-20-R | InfrasaveAir 2063EHR Recessed Mount; Electric Heat; 63'' Length; Elect: 208/3/60 | Updated | AC-CE63-20-R | SchwankAir 2063EHR Recessed Mount; Electric Heat; 63'' Length; Elect: 208/3/60
AD-CE63-48-R | InfrasaveAir 2063EHR Recessed Mount; Electric Heat; 63'' Length; Elect: 480/3/60 | Updated | AC-CE63-48-R | SchwankAir 2063EHR Recessed Mount; Electric Heat; 63'' Length; Elect: 480/3/60
AD-CE63-60-R | InfrasaveAir 2063EHR Recessed Mount; Electric Heat; 63'' Length; Elect: 600/3/60 | Updated | AC-CE63-60-R | SchwankAir 2063EHR Recessed Mount; Electric Heat; 63'' Length; Elect: 600/3/60
AD-CE66-20 | InfrasaveAir 2066EH Surface Mount; Electric Heat; 66'' Length; Elect: 208/3/60 | Updated | AC-CE66-20 | SchwankAir 2066EH Surface Mount; Electric Heat; 66'' Length; Elect: 208/3/60
AD-CE66-48 | InfrasaveAir 2066EH Surface Mount; Electric Heat; 66'' Length; Elect: 480/3/60 | Updated | AC-CE66-48 | SchwankAir 2066EH Surface Mount; Electric Heat; 66'' Length; Elect: 480/3/60
AD-CE66-60 | InfrasaveAir 2066EH Surface Mount; Electric Heat; 66'' Length; Elect: 600/3/60 | Updated | AC-CE66-60 | SchwankAir 2066EH Surface Mount; Electric Heat; 66'' Length; Elect: 600/3/60
AD-CE83-20-R | InfrasaveAir 2083EHR Recessed Mount; Electric Heat; 83'' Length; Elect: 208/3/60 | Updated | AC-CE83-20-R | SchwankAir 2083EHR Recessed Mount; Electric Heat; 83'' Length; Elect: 208/3/60
AD-CE83-48-R | InfrasaveAir 2083EHR Recessed Mount; Electric Heat; 83'' Length; Elect: 480/3/60 | Updated | AC-CE83-48-R | SchwankAir 2083EHR Recessed Mount; Electric Heat; 83'' Length; Elect: 480/3/60
AD-CE83-60-R | InfrasaveAir 2083EHR Recessed Mount; Electric Heat; 83'' Length; Elect: 600/3/60 | Updated | AC-CE83-60-R | SchwankAir 2083EHR Recessed Mount; Electric Heat; 83'' Length; Elect: 600/3/60
AD-CE87-20 | InfrasaveAir 2087EH Surface Mount; Electric Heat; 87'' Length; Elect: 208/3/60 | Updated | AC-CE87-20 | SchwankAir 2087EH Surface Mount; Electric Heat; 87'' Length; Elect: 208/3/60
AD-CE87-48 | InfrasaveAir 2087EH Surface Mount; Electric Heat; 87'' Length; Elect: 480/3/60 | Updated | AC-CE87-48 | SchwankAir 2087EH Surface Mount; Electric Heat; 87'' Length; Elect: 480/3/60
AD-CE87-60 | InfrasaveAir 2087EH Surface Mount; Electric Heat; 87'' Length; Elect: 600/3/60 | Updated | AC-CE87-60 | SchwankAir 2087EH Surface Mount; Electric Heat; 87'' Length; Elect: 600/3/60
AD-HA47-23-R | InfrasaveAir 2547R Recessed Mount; Ambient Air; 46.7'' Length; Elect: 230/1/60 | Updated | AC-HA47-23-R | SchwankAir 2547R Recessed Mount; Ambient Air; 46.7'' Length; Elect: 230/1/60
AD-HA51-23 | InfrasaveAir 2551 Surface Mount; Ambient Air; 51.2'' Length; Elect: 230/1/60 | Updated | AC-HA51-23 | SchwankAir 2551 Surface Mount; Ambient Air; 51.2'' Length; Elect: 230/1/60
AD-HA67-23-R | InfrasaveAir 2567R Recessed Mount; Ambient Air; 67.3'' Length; Elect: 230/1/60 | Updated | AC-HA67-23-R | SchwankAir 2567R Recessed Mount; Ambient Air; 67.3'' Length; Elect: 230/1/60
AD-HA72-23 | InfrasaveAir 2572 Surface Mount; Ambient Air; 71.9'' Length; Elect: 230/1/60 | Updated | AC-HA72-23 | SchwankAir 2572 Surface Mount; Ambient Air; 71.9'' Length; Elect: 230/1/60
AD-HA88-23-R | InfrasaveAir 2588R Recessed Mount; Ambient Air; 88'' Length; Elect: 230/1/60 | Updated | AC-HA88-23-R | SchwankAir 2588R Recessed Mount; Ambient Air; 88'' Length; Elect: 230/1/60
AD-HA93-23 | InfrasaveAir 2593 Surface Mount; Ambient Air; 92.5'' Length; Elect: 230/1/60 | Updated | AC-HA93-23 | SchwankAir 2593 Surface Mount; Ambient Air; 92.5'' Length; Elect: 230/1/60
AD-HE47-20-R | InfrasaveAir 2547EHR Recessed Mount; Electric Heat; 46.7'' Length; Elect: 208/3/60 | Updated | AC-HE47-20-R | SchwankAir 2547EHR Recessed Mount; Electric Heat; 46.7'' Length; Elect: 208/3/60
AD-HE47-48-R | InfrasaveAir 2547EHR Recessed Mount; Electric Heat; 46.7'' Length; Elect: 480/3/60 | Updated | AC-HE47-48-R | SchwankAir 2547EHR Recessed Mount; Electric Heat; 46.7'' Length; Elect: 480/3/60
AD-HE47-60-R | InfrasaveAir 2547EHR Recessed Mount; Electric Heat; 46.7'' Length; Elect: 600/3/60 | Updated | AC-HE47-60-R | SchwankAir 2547EHR Recessed Mount; Electric Heat; 46.7'' Length; Elect: 600/3/60
AD-HE51-20 | InfrasaveAir 2551EH Surface Mount; Electric Heat; 51.2'' Length; Elect: 208/3/60 | Updated | AC-HE51-20 | SchwankAir 2551EH Surface Mount; Electric Heat; 51.2'' Length; Elect: 208/3/60
AD-HE51-48 | InfrasaveAir 2551EH Surface Mount; Electric Heat; 51.2'' Length; Elect: 480/3/60 | Updated | AC-HE51-48 | SchwankAir 2551EH Surface Mount; Electric Heat; 51.2'' Length; Elect: 480/3/60
AD-HE51-60 | InfrasaveAir 2551EH Surface Mount; Electric Heat; 51.2'' Length; Elect: 600/3/60 | Updated | AC-HE51-60 | SchwankAir 2551EH Surface Mount; Electric Heat; 51.2'' Length; Elect: 600/3/60
AD-HE67-20-R | InfrasaveAir 2567EHR Recessed Mount; Electric Heat; 67.3'' Length; Elect: 208/3/60 | Updated | AC-HE67-20-R | SchwankAir 2567EHR Recessed Mount; Electric Heat; 67.3'' Length; Elect: 208/3/60
AD-HE67-48-R | InfrasaveAir 2567EHR Recessed Mount; Electric Heat; 67.3'' Length; Elect: 480/3/60 | Updated | AC-HE67-48-R | SchwankAir 2567EHR Recessed Mount; Electric Heat; 67.3'' Length; Elect: 480/3/60
AD-HE67-60-R | InfrasaveAir 2567EHR Recessed Mount; Electric Heat; 67.3'' Length; Elect: 600/3/60 | Updated | AC-HE67-60-R | SchwankAir 2567EHR Recessed Mount; Electric Heat; 67.3'' Length; Elect: 600/3/60
AD-HE72-20 | InfrasaveAir 2572EH Surface Mount; Electric Heat; 71.9'' Length; Elect: 208/3/60 | Updated | AC-HE72-20 | SchwankAir 2572EH Surface Mount; Electric Heat; 71.9'' Length; Elect: 208/3/60
AD-HE72-48 | InfrasaveAir 2572EH Surface Mount; Electric Heat; 71.9'' Length; Elect: 480/3/60 | Updated | AC-HE72-48 | SchwankAir 2572EH Surface Mount; Electric Heat; 71.9'' Length; Elect: 480/3/60
AD-HE72-60 | InfrasaveAir 2572EH Surface Mount; Electric Heat; 71.9'' Length; Elect: 600/3/60 | Updated | AC-HE72-60 | SchwankAir 2572EH Surface Mount; Electric Heat; 71.9'' Length; Elect: 600/3/60
AD-HE88-20-R | InfrasaveAir 2588EHR Recessed Mount; Electric Heat; 88'' Length; Elect: 208/3/60 | Updated | AC-HE88-20-R | SchwankAir 2588EHR Recessed Mount; Electric Heat; 88'' Length; Elect: 208/3/60
AD-HE88-48-R | InfrasaveAir 2588EHR Recessed Mount; Electric Heat; 88'' Length; Elect: 480/3/60 | Updated | AC-HE88-48-R | SchwankAir 2588EHR Recessed Mount; Electric Heat; 88'' Length; Elect: 480/3/60
AD-HE88-60-R | InfrasaveAir 2588EHR Recessed Mount; Electric Heat; 88'' Length; Elect: 600/3/60 | Updated | AC-HE88-60-R | SchwankAir 2588EHR Recessed Mount; Electric Heat; 88'' Length; Elect: 600/3/60
AD-HE93-20 | InfrasaveAir 2593EH Surface Mount; Electric Heat; 92.5'' Length; Elect: 208/3/60 | Updated | AC-HE93-20 | SchwankAir 2593EH Surface Mount; Electric Heat; 92.5'' Length; Elect: 208/3/60
AD-HE93-48 | InfrasaveAir 2593EH Surface Mount; Electric Heat; 92.5'' Length; Elect: 480/3/60 | Updated | AC-HE93-48 | SchwankAir 2593EH Surface Mount; Electric Heat; 92.5'' Length; Elect: 480/3/60
AD-HE93-60 | InfrasaveAir 2593EH Surface Mount; Electric Heat; 92.5'' Length; Elect: 600/3/60 | Updated | AC-HE93-60 | SchwankAir 2593EH Surface Mount; Electric Heat; 92.5'' Length; Elect: 600/3/60