## Infrasave 2022-CAD
ITEM NO | DESC | 2022 $CAD | Effective | Category
AC-1036-12-BK | SchwankAir 1036 Surface Mount; Ambient AirCurtain 120v, Black, 1177 / 942 CFM | 1432 | 2022-04-01 | EQUIPMENT
AC-1048-12-BK | SchwankAir 1048 Surface Mount; Ambient AirCurtain 120v, Black, 1648 / 1295 CFM | 1873 | 2022-04-01 | EQUIPMENT
AC-1060-12-BK | SchwankAir 1060 Surface Mount; Ambient AirCurtain 120v, Black, 2119 / 1648 CFM | 2204 | 2022-04-01 | EQUIPMENT
AC-CA45-23 | SchwankAir 2045 Surface Mount; Ambient Air; 45'' Length; Elect: 230/1/60 | 4162 | 2022-04-01 | EQUIPMENT
AC-CA47-23-R | SchwankAir 2047R Recessed Mount; Ambient Air; 47'' Length; Elect: 230/1/60 | 4872 | 2022-04-01 | EQUIPMENT
AC-CA63-23-R | SchwankAir 2063R Recessed Mount; Ambient Air; 63'' Length; Elect: 230/1/60 | 6005 | 2022-04-01 | EQUIPMENT
AC-CA66-23 | SchwankAir 2066 Surface Mount; Ambient Air; 66'' Length; Elect: 230/1/60 | 4834 | 2022-04-01 | EQUIPMENT
AC-CA83-23-R | SchwankAir 2083R Recessed Mount; Ambient Air; 83'' Length; Elect: 230/1/60 | 7469 | 2022-04-01 | EQUIPMENT
AC-CA87-23 | SchwankAir 2087 Surface Mount; Ambient Air; 87'' Length; Elect: 230/1/60 | 6149 | 2022-04-01 | EQUIPMENT
AC-CE45-20 | SchwankAir 2045EH Surface Mount; Electric Heat; 45'' Length; Elect: 208/3/60 | 4467 | 2022-04-01 | EQUIPMENT
AC-CE45-48 | SchwankAir 2045EH Surface Mount; Electric Heat; 45'' Length; Elect: 480/3/60 | 4467 | 2022-04-01 | EQUIPMENT
AC-CE45-60 | SchwankAir 2045EH Surface Mount; Electric Heat; 45'' Length; Elect: 600/3/60 | 4467 | 2022-04-01 | EQUIPMENT
AC-CE47-20-R | SchwankAir 2047EHR Recessed Mount; Electric Heat; 47'' Length; Elect: 208/3/60 | 6098 | 2022-04-01 | EQUIPMENT
AC-CE47-48-R | SchwankAir 2047EHR Recessed Mount; Electric Heat; 47'' Length; Elect: 480/3/60 | 6098 | 2022-04-01 | EQUIPMENT
AC-CE47-60-R | SchwankAir 2047EHR Recessed Mount; Electric Heat; 47'' Length; Elect: 600/3/60 | 6098 | 2022-04-01 | EQUIPMENT
AC-CE63-20-R | SchwankAir 2063EHR Recessed Mount; Electric Heat; 63'' Length; Elect: 208/3/60 | 7057 | 2022-04-01 | EQUIPMENT
AC-CE63-48-R | SchwankAir 2063EHR Recessed Mount; Electric Heat; 63'' Length; Elect: 480/3/60 | 7057 | 2022-04-01 | EQUIPMENT
AC-CE63-60-R | SchwankAir 2063EHR Recessed Mount; Electric Heat; 63'' Length; Elect: 600/3/60 | 7057 | 2022-04-01 | EQUIPMENT
AC-CE66-20 | SchwankAir 2066EH Surface Mount; Electric Heat; 66'' Length; Elect: 208/3/60 | 5041 | 2022-04-01 | EQUIPMENT
AC-CE66-48 | SchwankAir 2066EH Surface Mount; Electric Heat; 66'' Length; Elect: 480/3/60 | 5041 | 2022-04-01 | EQUIPMENT
AC-CE66-60 | SchwankAir 2066EH Surface Mount; Electric Heat; 66'' Length; Elect: 600/3/60 | 5041 | 2022-04-01 | EQUIPMENT
AC-CE83-20-R | SchwankAir 2083EHR Recessed Mount; Electric Heat; 83'' Length; Elect: 208/3/60 | 10478 | 2022-04-01 | EQUIPMENT
AC-CE83-48-R | SchwankAir 2083EHR Recessed Mount; Electric Heat; 83'' Length; Elect: 480/3/60 | 10478 | 2022-04-01 | EQUIPMENT
AC-CE83-60-R | SchwankAir 2083EHR Recessed Mount; Electric Heat; 83'' Length; Elect: 600/3/60 | 10478 | 2022-04-01 | EQUIPMENT
AC-CE87-20 | SchwankAir 2087EH Surface Mount; Electric Heat; 87'' Length; Elect: 208/3/60 | 8083 | 2022-04-01 | EQUIPMENT
AC-CE87-48 | SchwankAir 2087EH Surface Mount; Electric Heat; 87'' Length; Elect: 480/3/60 | 8083 | 2022-04-01 | EQUIPMENT
AC-CE87-60 | SchwankAir 2087EH Surface Mount; Electric Heat; 87'' Length; Elect: 600/3/60 | 8083 | 2022-04-01 | EQUIPMENT
AC-CW45-23 | SchwankAir 2045WH Surface Mount; Water Heat; 45'' Length; Elect: 230/1/60 | 4808 | 2022-04-01 | EQUIPMENT
AC-CW47-23-R | SchwankAir 2047WHR Recessed Mount; Water Heat; 47'' Length; Elect: 230/1/60 | 6279 | 2022-04-01 | EQUIPMENT
AC-CW63-23-R | SchwankAir 2063WHR Recessed Mount; Water Heat; 63'' Length; Elect: 230/1/60 | 7469 | 2022-04-01 | EQUIPMENT
AC-CW66-23 | SchwankAir 2066WH Surface Mount; Water Heat; 66'' Length; Elect: 230/1/60 | 5606 | 2022-04-01 | EQUIPMENT
AC-CW83-23-R | SchwankAir 2083WHR Recessed Mount; Water Heat; 83'' Length; Elect: 230/1/60 | 10422 | 2022-04-01 | EQUIPMENT
AC-CW87-23 | SchwankAir 2087WH Surface Mount; Water Heat; 87'' Length; Elect: 230/1/60 | 7301 | 2022-04-01 | EQUIPMENT
AC-HA47-23-R | SchwankAir 2547R Recessed Mount; Ambient Air; 46.7'' Length; Elect: 230/1/60 | 7189 | 2022-04-01 | EQUIPMENT
AC-HA51-23 | SchwankAir 2551 Surface Mount; Ambient Air; 51.2'' Length; Elect: 230/1/60 | 6048 | 2022-04-01 | EQUIPMENT
AC-HA67-23-R | SchwankAir 2567R Recessed Mount; Ambient Air; 67.3'' Length; Elect: 230/1/60 | 9685 | 2022-04-01 | EQUIPMENT
AC-HA72-23 | SchwankAir 2572 Surface Mount; Ambient Air; 71.9'' Length; Elect: 230/1/60 | 8142 | 2022-04-01 | EQUIPMENT
AC-HA88-23-R | SchwankAir 2588R Recessed Mount; Ambient Air; 88'' Length; Elect: 230/1/60 | 11835 | 2022-04-01 | EQUIPMENT
AC-HA93-23 | SchwankAir 2593 Surface Mount; Ambient Air; 92.5'' Length; Elect: 230/1/60 | 9979 | 2022-04-01 | EQUIPMENT
AC-HE47-20-R | SchwankAir 2547EHR Recessed Mount; Electric Heat; 46.7'' Length; Elect: 208/3/60 | 9468 | 2022-04-01 | EQUIPMENT
AC-HE47-48-R | SchwankAir 2547EHR Recessed Mount; Electric Heat; 46.7'' Length; Elect: 480/3/60 | 9468 | 2022-04-01 | EQUIPMENT
AC-HE47-60-R | SchwankAir 2547EHR Recessed Mount; Electric Heat; 46.7'' Length; Elect: 600/3/60 | 9468 | 2022-04-01 | EQUIPMENT
AC-HE51-20 | SchwankAir 2551EH Surface Mount; Electric Heat; 51.2'' Length; Elect: 208/3/60 | 7942 | 2022-04-01 | EQUIPMENT
AC-HE51-48 | SchwankAir 2551EH Surface Mount; Electric Heat; 51.2'' Length; Elect: 480/3/60 | 7942 | 2022-04-01 | EQUIPMENT
AC-HE51-60 | SchwankAir 2551EH Surface Mount; Electric Heat; 51.2'' Length; Elect: 600/3/60 | 7942 | 2022-04-01 | EQUIPMENT
AC-HE67-20-R | SchwankAir 2567EHR Recessed Mount; Electric Heat; 67.3'' Length; Elect: 208/3/60 | 12763 | 2022-04-01 | EQUIPMENT
AC-HE67-48-R | SchwankAir 2567EHR Recessed Mount; Electric Heat; 67.3'' Length; Elect: 480/3/60 | 12763 | 2022-04-01 | EQUIPMENT
AC-HE67-60-R | SchwankAir 2567EHR Recessed Mount; Electric Heat; 67.3'' Length; Elect: 600/3/60 | 12763 | 2022-04-01 | EQUIPMENT
AC-HE72-20 | SchwankAir 2572EH Surface Mount; Electric Heat; 71.9'' Length; Elect: 208/3/60 | 10713 | 2022-04-01 | EQUIPMENT
AC-HE72-48 | SchwankAir 2572EH Surface Mount; Electric Heat; 71.9'' Length; Elect: 480/3/60 | 10713 | 2022-04-01 | EQUIPMENT
AC-HE72-60 | SchwankAir 2572EH Surface Mount; Electric Heat; 71.9'' Length; Elect: 600/3/60 | 10713 | 2022-04-01 | EQUIPMENT
AC-HE88-20-R | SchwankAir 2588EHR Recessed Mount; Electric Heat; 88'' Length; Elect: 208/3/60 | 15598 | 2022-04-01 | EQUIPMENT
AC-HE88-48-R | SchwankAir 2588EHR Recessed Mount; Electric Heat; 88'' Length; Elect: 480/3/60 | 15598 | 2022-04-01 | EQUIPMENT
AC-HE88-60-R | SchwankAir 2588EHR Recessed Mount; Electric Heat; 88'' Length; Elect: 600/3/60 | 15598 | 2022-04-01 | EQUIPMENT
AC-HE93-20 | SchwankAir 2593EH Surface Mount; Electric Heat; 92.5'' Length; Elect: 208/3/60 | 13088 | 2022-04-01 | EQUIPMENT
AC-HE93-48 | SchwankAir 2593EH Surface Mount; Electric Heat; 92.5'' Length; Elect: 480/3/60 | 13088 | 2022-04-01 | EQUIPMENT
AC-HE93-60 | SchwankAir 2593EH Surface Mount; Electric Heat; 92.5'' Length; Elect: 600/3/60 | 13088 | 2022-04-01 | EQUIPMENT
AC-HW47-23-R | SchwankAir 2547WHR Recessed Mount; Water Heat; 46.7'' Length; Elect: 230/1/60 | 9468 | 2022-04-01 | EQUIPMENT
AC-HW51-23 | SchwankAir 2551WH Surface Mount; Water Heat; 51.2'' Length; Elect: 230/1/60 | 7942 | 2022-04-01 | EQUIPMENT
AC-HW67-23-R | SchwankAir 2567WHR Recessed Mount; Water Heat; 67.3'' Length; Elect: 230/1/60 | 12763 | 2022-04-01 | EQUIPMENT
AC-HW72-23 | SchwankAir 2572WH Surface Mount; Water Heat; 71.9'' Length; Elect: 230/1/60 | 10713 | 2022-04-01 | EQUIPMENT
AC-HW88-23-R | SchwankAir 2588WHR Recessed Mount; Water Heat; 88'' Length; Elect: 230/1/60 | 15598 | 2022-04-01 | EQUIPMENT
AC-HW93-23 | SchwankAir 2593WH Surface Mount; Water Heat; 92.5'' Length; Elect: 230/1/60 | 13088 | 2022-04-01 | EQUIPMENT
AC-JE24-20 | SchwankAir 524EH Surface Mount; Electric Heated; 24'' Length; Elect: 208/3/60 | 1346 | 2022-04-01 | EQUIPMENT
AC-JE32-20 | SchwankAir 532EH Surface Mount; Electric Heated; 32'' Length; Elect: 208/3/61 | 1894 | 2022-04-01 | EQUIPMENT
ES-0519-12 | ES-0519 Electric IR Indoor/Outdoor; Single Bulb; 19'' Long; 500 W; 120/1 | 887 | 2022-04-01 | EQUIPMENT
ES-0719-12 | ES-0719 Electric IR Indoor/Outdoor; Single Bulb; 19'' Long; 750 W; 120/1 | 887 | 2022-04-01 | EQUIPMENT
ES-1033-12 | ES-1033 Electric IR Indoor/Outdoor; Single Bulb; 33'' Long; 1000 W; 120/1 | 916 | 2022-04-01 | EQUIPMENT
ES-1533-12 | ES-1533 Electric IR Indoor/Outdoor; Single Bulb; 33'' Long; 1500 W: 120/1 | 960 | 2022-04-01 | EQUIPMENT
ES-1533-20 | ES-1533 Electric IR Indoor/Outdoor; Single Bulb; 33'' Long; 1500 W: 208/1 | 960 | 2022-04-01 | EQUIPMENT
ES-1533-24 | ES-1533 Electric IR Indoor/Outdoor; Single Bulb; 33'' Long; 1500 W: 240/1 | 960 | 2022-04-01 | EQUIPMENT
ES-2039-20 | ES-2039 Electric IR Indoor/Outdoor; Single Bulb; 39'' Long; 2000 W: 208/1 | 1004 | 2022-04-01 | EQUIPMENT
ES-2039-24 | ES-2039 Electric IR Indoor/Outdoor; Single Bulb; 39'' Long; 2000 W: 240/1 | 1004 | 2022-04-01 | EQUIPMENT
ES-2539-20 | ES-2539 Electric IR Indoor/Outdoor; Single Bulb; 39'' Long; 2500 W: 208/1 | 1034 | 2022-04-01 | EQUIPMENT
ES-2539-24 | ES-2539 Electric IR Indoor/Outdoor; Single Bulb; 39'' Long; 2500 W: 240/1 | 1034 | 2022-04-01 | EQUIPMENT
ES-3033-20 | ESD-3033 Electric IR Indoor/Outdoor; Dual Bulb; 33'' Long; 3000 W: 208/1 | 1237 | 2022-04-01 | EQUIPMENT
ES-3033-24 | ESD-3033 Electric IR Indoor/Outdoor; Dual Bulb; 33'' Long; 3000 W: 240/1 | 1237 | 2022-04-01 | EQUIPMENT
ES-3061-20 | ES-3061 Electric IR Indoor/Outdoor; Single Bulb; 61'' Long; 3000 W: 208/1 | 1308 | 2022-04-01 | EQUIPMENT
ES-3061-24 | ES-3061 Electric IR Indoor/Outdoor; Single Bulb; 61'' Long; 3000 W: 240/1 | 1308 | 2022-04-01 | EQUIPMENT
ES-4039-20 | ESD-4039 Electric IR Indoor/Outdoor; Dual Bulb; 39'' Long; 4000 W: 208/1 | 1237 | 2022-04-01 | EQUIPMENT
ES-4039-24 | ESD-4039 Electric IR Indoor/Outdoor; Dual Bulb; 39'' Long; 4000 W: 240/1 | 1237 | 2022-04-01 | EQUIPMENT
ES-4061-20 | ES-4061 Electric IR Indoor/Outdoor; Single Bulb; 61'' Long; 4000 W: 208/1 | 1308 | 2022-04-01 | EQUIPMENT
ES-4061-24 | ES-4061 Electric IR Indoor/Outdoor; Single Bulb; 61'' Long; 4000 W: 240/1 | 1308 | 2022-04-01 | EQUIPMENT
ES-5039-20 | ESD-5039 Electric IR Indoor/Outdoor; Dual Bulb; 39'' Long; 5000 W: 208/1 | 1366 | 2022-04-01 | EQUIPMENT
ES-5039-24 | ESD-5039 Electric IR Indoor/Outdoor; Dual Bulb; 39'' Long; 5000 W: 240/1 | 1366 | 2022-04-01 | EQUIPMENT
ES-6061-20 | ESD-6061 Electric IR Indoor/Outdoor; Dual Bulb; 61'' Long; 6000 W: 208/1 | 1570 | 2022-04-01 | EQUIPMENT
ES-6061-24 | ESD-6061 Electric IR Indoor/Outdoor; Dual Bulb; 61'' Long; 6000 W: 240/1 | 1570 | 2022-04-01 | EQUIPMENT
IL-0025-NG | INFRASAVE IL-25 HI INTENSITY HEATER NG | 874 | 2022-04-01 | EQUIPMENT
IL-0037-LP | INFRASAVE IL-37 HI INTENSITY HEATER LP | 911 | 2022-04-01 | EQUIPMENT
IL-0037-NG | INFRASAVE IL-37 HI INTENSITY HEATER NG | 911 | 2022-04-01 | EQUIPMENT
IL-0050-LP | INFRASAVE IL-50 HI INTENSITY HEATER LP | 1095 | 2022-04-01 | EQUIPMENT
IL-0050-NG | INFRASAVE IL-50 HI INTENSITY HEATER NG | 1095 | 2022-04-01 | EQUIPMENT
IL-0075-LP | INFRASAVE IL-75 HI INTENSITY HEATER LP | 1269 | 2022-04-01 | EQUIPMENT
IL-0075-NG | INFRASAVE IL-75 HI INTENSITY HEATER NG | 1269 | 2022-04-01 | EQUIPMENT
IL-0100-LP | INFRASAVE IL-100 HI INTENSITY HEATER LP | 1405 | 2022-04-01 | EQUIPMENT
IL-0100-NG | INFRASAVE IL-100 HI INTENSITY HEATER NG | 1405 | 2022-04-01 | EQUIPMENT
IL-0150-LP | INFRASAVE IL-150 HI INTENSITY HEATER NG | 2351 | 2022-04-01 | EQUIPMENT
IL-0150-NG | INFRASAVE IL-150 HI INTENSITY HEATER NG | 2351 | 2022-04-01 | EQUIPMENT
IL-0200-LP | INFRASAVE IL-200 HI INTENSITY HEATER LP | 2580 | 2022-04-01 | EQUIPMENT
IL-0200-NG | INFRASAVE IL-200 HI INTENSITY HEATER NG | 2580 | 2022-04-01 | EQUIPMENT
IO-0135-LP | OUTDOOR MODEL IO-135 Marine Grade S/S with Black Finish - 35,000 Btuh LP | 2812 | 2022-04-01 | EQUIPMENT
IO-0135-NG | OUTDOOR MODEL IO-135 Marine Grade S/S with Black Finish - 35,000 Btuh NG | 2812 | 2022-04-01 | EQUIPMENT
IO-0135-SL | OUTDOOR MODEL IO-135 Marine Grade S/S - 35,000 Btuh LP | 2812 | 2022-04-01 | EQUIPMENT
IO-0135-SN | OUTDOOR MODEL IO-135 Marine Grade S/S - 35,000 Btuh NG | 2812 | 2022-04-01 | EQUIPMENT
IO-0150-LP | OUTDOOR MODEL IO-150 Marine Grade S/S with Black Finish - 50,000 Btuh LP | 3040 | 2022-04-01 | EQUIPMENT
IO-0150-NG | OUTDOOR MODEL IO-150 Marine Grade S/S with Black Finish - 50,000 Btuh NG | 3040 | 2022-04-01 | EQUIPMENT
IO-0150-SL | OUTDOOR MODEL IO-150 Marine Grade S/S - 50,000 Btuh LP | 3040 | 2022-04-01 | EQUIPMENT
IO-0150-SN | OUTDOOR MODEL IO-150 Marine Grade S/S - 50,000 Btuh NG | 3040 | 2022-04-01 | EQUIPMENT
IO-0152-NG | OUTDOOR MODEL IO-152 Two Stage Marine Grade S/S with Black Finish - 50/36.5 MBH NG Only | 3343 | 2022-04-01 | EQUIPMENT
IO-0152-SN | OUTDOOR MODEL IO-152 Two Stage Marine Grade S/S - 50/36.5 MBH NG Only | 3343 | 2022-04-01 | EQUIPMENT
IO-0212-LP | OUTDOOR MODEL IO-212 Marine Grade S/S with Black Finish - 25,000 Btuh LP | 3085 | 2022-04-01 | EQUIPMENT
IO-0212-NG | OUTDOOR MODEL IO-212 Marine Grade S/S with Black Finish - 25,000 Btuh NG | 3085 | 2022-04-01 | EQUIPMENT
IO-0213-LP | OUTDOOR MODEL IO-213 Marine Grade S/S with Black Finish - 35,000 Btuh LP | 3596 | 2022-04-01 | EQUIPMENT
IO-0213-NG | OUTDOOR MODEL IO-213 Marine Grade S/S with Black Finish - 35,000 Btuh NG | 3596 | 2022-04-01 | EQUIPMENT
IO-0252-NG | OUTDOOR MODEL IO-252 Marine Grade S/S with Black Finish - 50/35,000 Btuh NG | 3732 | 2022-04-01 | EQUIPMENT
IQ-100-20-CN | Premier IQ Model Tube Heater: 100,000 Btuh NG; 20 FT; CDN | 2606 | 2022-04-01 | EQUIPMENT
IQ-110-30-CL | Premier IQ Model Tube Heater: 110,000 Btuh LP; 30 FT; CDN | 2783 | 2022-04-01 | EQUIPMENT
IQ-110-30-CN | Premier IQ Model Tube Heater: 110,000 Btuh NG; 30 FT; CDN | 2783 | 2022-04-01 | EQUIPMENT
IQ-110-40-CL | Premier IQ Model Tube Heater: 110,000 Btuh LP; 40 FT; CDN | 3118 | 2022-04-01 | EQUIPMENT
IQ-110-40-CN | Premier IQ Model Tube Heater: 110,000 Btuh NG; 40 FT; CDN | 3118 | 2022-04-01 | EQUIPMENT
IQ-110-50-CL | Premier IQ Model Tube Heater: 110,000 Btuh LP; 50 FT; CDN | 3597 | 2022-04-01 | EQUIPMENT
IQ-110-50-CN | Premier IQ Model Tube Heater: 110,000 Btuh NG; 50 FT; CDN | 3597 | 2022-04-01 | EQUIPMENT
IQ-130-30-CN | Premier IQ Model Tube Heater: 130,000 Btuh NG; 30 FT; CDN | 2783 | 2022-04-01 | EQUIPMENT
IQ-130-40-CN | Premier IQ Model Tube Heater: 130,000 Btuh NG; 40 FT; CDN | 3118 | 2022-04-01 | EQUIPMENT
IQ-130-50-CN | Premier IQ Model Tube Heater: 130,000 Btuh NG; 50 FT; CDN | 3597 | 2022-04-01 | EQUIPMENT
IQ-155-40-CN | Premier IQ Model Tube Heater: 155,000 Btuh NG; 40 FT; CDN | 3171 | 2022-04-01 | EQUIPMENT
IQ-155-50-CN | Premier IQ Model Tube Heater: 155,000 Btuh NG; 50 FT; CDN | 3653 | 2022-04-01 | EQUIPMENT
IQ-155-60-CN | Premier IQ Model Tube Heater: 155,000 Btuh NG; 60 FT; CDN | 3987 | 2022-04-01 | EQUIPMENT
IQ-175-50-CL | Premier IQ Model Tube Heater: 175,000 Btuh LP; 50 FT; CDN | 3857 | 2022-04-01 | EQUIPMENT
IQ-175-50-CN | Premier IQ Model Tube Heater: 175,000 Btuh NG; 50 FT; CDN | 3857 | 2022-04-01 | EQUIPMENT
IQ-175-60-CL | Premier IQ Model Tube Heater: 175,000 Btuh LP; 60 FT; CDN | 4192 | 2022-04-01 | EQUIPMENT
IQ-175-60-CN | Premier IQ Model Tube Heater: 175,000 Btuh NG; 60 FT; CDN | 4192 | 2022-04-01 | EQUIPMENT
IQ-175-70-CN | Premier IQ Model Tube Heater: 175,000 Btuh NG; 70 FT; CDN | 4526 | 2022-04-01 | EQUIPMENT
IQ-200-50-CN | Premier IQ Model Tube Heater: 200,000 Btuh NG; 50 FT; CDN | 3857 | 2022-04-01 | EQUIPMENT
IQ-200-60-CL | Premier IQ Model Tube Heater: 200,000 Btuh LP; 60 FT; CDN | 4192 | 2022-04-01 | EQUIPMENT
IQ-200-60-CN | Premier IQ Model Tube Heater: 200,000 Btuh NG; 60 FT; CDN | 4192 | 2022-04-01 | EQUIPMENT
IQ-200-70-CL | Premier IQ Model Tube Heater: 200,000 Btuh LP; 70 FT; CDN | 4526 | 2022-04-01 | EQUIPMENT
IQ-200-70-CN | Premier IQ Model Tube Heater: 200,000 Btuh NG; 70 FT; CDN | 4526 | 2022-04-01 | EQUIPMENT
IQ-45-20-CN | Premier IQ Model Tube Heater: 45,000 Btuh NG; 20 FT; CDN | 2447 | 2022-04-01 | EQUIPMENT
IQ-60-20-CN | Premier IQ Model Tube Heater: 60,000 Btuh NG; 20 FT; CDN | 2447 | 2022-04-01 | EQUIPMENT
IQ-60-30-CN | Premier IQ Model Tube Heater: 60,000 Btuh NG; 30 FT; CDN | 2783 | 2022-04-01 | EQUIPMENT
IQ-80-20-CN | Premier IQ Model Tube Heater: 80,000 Btuh NG; 20 FT; CDN | 2447 | 2022-04-01 | EQUIPMENT
IQ-80-30-CN | Premier IQ Model Tube Heater: 80,000 Btuh NG; 30 FT; CDN | 2783 | 2022-04-01 | EQUIPMENT
IQ-80-40-CN | Premier IQ Model Tube Heater: 80,000 Btuh NG; 40 FT; CDN | 3118 | 2022-04-01 | EQUIPMENT
ITB-100-20-CN | Builder ITB Model Tube Heater: 100,000 Btuh NG; 20 FT; CDN | 2355 | 2022-04-01 | EQUIPMENT
ITB-110-30-CL | Builder ITB Model Tube Heater: 110,000 Btuh LP; 30 FT; CDN | 2355 | 2022-04-01 | EQUIPMENT
ITB-110-30-CN | Builder ITB Model Tube Heater: 110,000 Btuh NG; 30 FT; CDN | 2355 | 2022-04-01 | EQUIPMENT
ITB-110-40-CL | Builder ITB Model Tube Heater: 110,000 Btuh LP; 40 FT; CDN | 2591 | 2022-04-01 | EQUIPMENT
ITB-110-40-CN | Builder ITB Model Tube Heater: 110,000 Btuh NG; 40 FT; CDN | 2591 | 2022-04-01 | EQUIPMENT
ITB-110-50-CL | Builder ITB Model Tube Heater: 110,000 Btuh LP; 50 FT; CDN | 3010 | 2022-04-01 | EQUIPMENT
ITB-110-50-CN | Builder ITB Model Tube Heater: 110,000 Btuh NG; 50 FT; CDN | 3010 | 2022-04-01 | EQUIPMENT
ITB-130-30-CN | Builder ITB Model Tube Heater: 130,000 Btuh NG; 30 FT; CDN | 2355 | 2022-04-01 | EQUIPMENT
ITB-130-40-CN | Builder ITB Model Tube Heater: 130,000 Btuh NG; 40 FT; CDN | 2591 | 2022-04-01 | EQUIPMENT
ITB-130-50-CN | Builder ITB Model Tube Heater: 130,000 Btuh NG; 50 FT; CDN | 3010 | 2022-04-01 | EQUIPMENT
ITB-155-40-CN | Builder ITB Model Tube Heater: 155,000 Btuh NG; 40 FT; CDN | 2644 | 2022-04-01 | EQUIPMENT
ITB-155-50-CN | Builder ITB Model Tube Heater: 155,000 Btuh NG; 50 FT; CDN | 3063 | 2022-04-01 | EQUIPMENT
ITB-155-60-CN | Builder ITB Model Tube Heater: 155,000 Btuh NG; 60 FT; CDN | 3318 | 2022-04-01 | EQUIPMENT
ITB-175-50-CL | Builder ITB Model Tube Heater: 175,000 Btuh LP; 50 FT; CDN | 3325 | 2022-04-01 | EQUIPMENT
ITB-175-50-CN | Builder ITB Model Tube Heater: 175,000 Btuh NG; 50 FT; CDN | 3325 | 2022-04-01 | EQUIPMENT
ITB-175-60-CL | Builder ITB Model Tube Heater: 175,000 Btuh LP; 60 FT; CDN | 3578 | 2022-04-01 | EQUIPMENT
ITB-175-60-CN | Builder ITB Model Tube Heater: 175,000 Btuh NG; 60 FT; CDN | 3578 | 2022-04-01 | EQUIPMENT
ITB-175-70-CN | Builder ITB Model Tube Heater: 175,000 Btuh NG; 70 FT; CDN | 3832 | 2022-04-01 | EQUIPMENT
ITB-200-50-CN | Builder ITB Model Tube Heater: 200,000 Btuh NG; 50 FT; CDN | 3325 | 2022-04-01 | EQUIPMENT
ITB-200-60-CL | Builder ITB Model Tube Heater: 200,000 Btuh LP; 60 FT; CDN | 3578 | 2022-04-01 | EQUIPMENT
ITB-200-60-CN | Builder ITB Model Tube Heater: 200,000 Btuh NG; 60 FT; CDN | 3578 | 2022-04-01 | EQUIPMENT
ITB-200-70-CL | Builder ITB Model Tube Heater: 200,000 Btuh LP; 70 FT; CDN | 3832 | 2022-04-01 | EQUIPMENT
ITB-200-70-CN | Builder ITB Model Tube Heater: 200,000 Btuh NG; 70 FT; CDN | 3832 | 2022-04-01 | EQUIPMENT
ITB-45-20-CN | Builder ITB Model Tube Heater: 45,000 Btuh NG; 20 FT; CDN | 2116 | 2022-04-01 | EQUIPMENT
ITB-60-20-CN | Builder ITB Model Tube Heater: 60,000 Btuh NG; 20 FT; CDN | 2116 | 2022-04-01 | EQUIPMENT
ITB-60-30-CN | Builder ITB Model Tube Heater: 60,000 Btuh NG; 30 FT; CDN | 2355 | 2022-04-01 | EQUIPMENT
ITB-80-20-CN | Builder ITB Model Tube Heater: 80,000 Btuh NG; 20 FT; CDN | 2116 | 2022-04-01 | EQUIPMENT
ITB-80-30-CN | Builder ITB Model Tube Heater: 80,000 Btuh NG; 30 FT; CDN | 2355 | 2022-04-01 | EQUIPMENT
ITB-80-40-CN | Builder ITB Model Tube Heater: 80,000 Btuh NG; 40 FT; CDN | 2591 | 2022-04-01 | EQUIPMENT
ITBU-110-15-CL | Builder ITBU Model 'U'-Tube Heater: 110,000 Btuh LP; 15 FT; CDN | 2771 | 2022-04-01 | EQUIPMENT
ITBU-110-15-CN | Builder ITBU Model 'U'-Tube Heater: 110,000 Btuh NG; 15 FT; CDN | 2771 | 2022-04-01 | EQUIPMENT
ITBU-110-20-CL | Builder ITBU Model 'U'-Tube Heater: 110,000 Btuh LP; 20 FT; CDN | 2861 | 2022-04-01 | EQUIPMENT
ITBU-110-20-CN | Builder ITBU Model 'U'-Tube Heater: 110,000 Btuh NG; 20 FT; CDN | 2861 | 2022-04-01 | EQUIPMENT
ITBU-130-15-CN | Builder ITBU Model 'U'-Tube Heater: 130,000 Btuh NG; 15 FT; CDN | 2771 | 2022-04-01 | EQUIPMENT
ITBU-130-20-CN | Builder ITBU Model 'U'-Tube Heater: 130,000 Btuh NG; 20 FT; CDN | 2861 | 2022-04-01 | EQUIPMENT
ITBU-155-20-CN | Builder ITBU Model 'U'-Tube Heater: 155,000 Btuh NG; 20 FT; CDN | 2915 | 2022-04-01 | EQUIPMENT
ITBU-155-30-CN | Builder ITBU Model 'U'-Tube Heater: 155,000 Btuh NG; 30 FT; CDN | 3561 | 2022-04-01 | EQUIPMENT
ITBU-175-30-CN | Builder ITBU Model 'U'-Tube Heater: 175,000 Btuh NG; 30 FT; CDN | 3838 | 2022-04-01 | EQUIPMENT
ITBU-200-30-CN | Builder ITBU Model 'U'-Tube Heater: 200,000 Btuh NG; 30 FT; CDN | 3838 | 2022-04-01 | EQUIPMENT
ITBU-60-10-CN | Builder ITBU Model 'U'-Tube Heater: 60,000 Btuh NG; 10 FT; CDN | 2368 | 2022-04-01 | EQUIPMENT
ITBU-80-10-CN | Builder ITBU Model 'U'-Tube Heater: 80,000 Btuh NG; 10 FT; CDN | 2368 | 2022-04-01 | EQUIPMENT
ITBU-80-15-CN | Builder ITBU Model 'U'-Tube Heater: 80,000 Btuh NG; 15 FT; CDN | 2771 | 2022-04-01 | EQUIPMENT
ITT-110-30-CL | Infrasave ITT 2-Stage Tube Heater: 110/75,000 Btuh LP; 30 FT; CDN | 2830 | 2022-04-01 | EQUIPMENT
ITT-110-30-CN | Infrasave ITT 2-Stage Tube Heater: 110/75,000 Btuh NG; 30 FT; CDN | 2830 | 2022-04-01 | EQUIPMENT
ITT-110-40-CL | Infrasave ITT 2-Stage Tube Heater: 110/75,000 Btuh LP; 40 FT; CDN | 3064 | 2022-04-01 | EQUIPMENT
ITT-110-40-CN | Infrasave ITT 2-Stage Tube Heater: 110/75,000 Btuh NG; 40 FT; CDN | 3064 | 2022-04-01 | EQUIPMENT
ITT-130-30-CN | Infrasave ITT 2-Stage Tube Heater: 130/90,000 Btuh NG; 30 FT; CDN | 2830 | 2022-04-01 | EQUIPMENT
ITT-130-40-CN | Infrasave ITT 2-Stage Tube Heater: 130/90,000 Btuh NG; 40 FT; CDN | 3064 | 2022-04-01 | EQUIPMENT
ITT-155-40-CN | Infrasave ITT 2-Stage Tube Heater: 155/110,000 Btuh NG; 40 FT; CDN | 3132 | 2022-04-01 | EQUIPMENT
ITT-155-50-CN | Infrasave ITT 2-Stage Tube Heater: 155/110,000 Btuh NG; 50 FT; CDN | 3554 | 2022-04-01 | EQUIPMENT
ITT-175-50-CN | Infrasave ITT 2-Stage Tube Heater: 175/125,000 Btuh NG; 50 FT; CDN | 3815 | 2022-04-01 | EQUIPMENT
ITT-175-60-CN | Infrasave ITT 2-Stage Tube Heater: 175/125,000 Btuh NG; 60 FT; CDN | 4068 | 2022-04-01 | EQUIPMENT
ITT-200-50-CN | Infrasave ITT 2-Stage Tube Heater: 200/140,000 Btuh NG; 50 FT; CDN | 3815 | 2022-04-01 | EQUIPMENT
ITT-200-60-CN | Infrasave ITT 2-Stage Tube Heater: 200/140,000 Btuh NG; 60 FT; CDN | 4068 | 2022-04-01 | EQUIPMENT
ITT-80-20-CN | Infrasave ITT 2-Stage Tube Heater: 80/60,000 Btuh NG; 20 FT; CDN | 2593 | 2022-04-01 | EQUIPMENT
ITT-80-30-CN | Infrasave ITT 2-Stage Tube Heater: 80/60,000 Btuh NG; 30 FT; CDN | 2830 | 2022-04-01 | EQUIPMENT
ITTU-110-15-CL | Infrasave ITTU 2-Stage 'U'-Tube Heater: 110/75,000 Btuh LP; 15 FT; CDN | 3246 | 2022-04-01 | EQUIPMENT
ITTU-110-15-CN | Infrasave ITTU 2-Stage 'U'-Tube Heater: 110/75,000 Btuh NG; 15 FT; CDN | 3246 | 2022-04-01 | EQUIPMENT
ITTU-110-20-CL | Infrasave ITTU 2-Stage 'U'-Tube Heater: 110/75,000 Btuh LP; 20 FT; CDN | 3337 | 2022-04-01 | EQUIPMENT
ITTU-110-20-CN | Infrasave ITTU 2-Stage 'U'-Tube Heater: 110/75,000 Btuh NG; 20 FT; CDN | 3337 | 2022-04-01 | EQUIPMENT
ITTU-130-15-CN | Infrasave ITTU 2-Stage 'U'-Tube Heater: 130/90,000 Btuh NG; 15 FT; CDN | 3246 | 2022-04-01 | EQUIPMENT
ITTU-130-20-CN | Infrasave ITTU 2-Stage 'U'-Tube Heater: 130/90,000 Btuh NG; 20 FT; CDN | 3337 | 2022-04-01 | EQUIPMENT
ITTU-155-20-CN | Infrasave ITTU 2-Stage 'U'-Tube Heater: 155/110,000 Btuh NG; 20 FT; CDN | 3405 | 2022-04-01 | EQUIPMENT
ITTU-155-30-CN | Infrasave ITTU 2-Stage 'U'-Tube Heater: 155/110,000 Btuh NG; 30 FT; CDN | 4049 | 2022-04-01 | EQUIPMENT
ITTU-175-30-CN | Infrasave ITTU 2-Stage 'U'-Tube Heater: 175/125,000 Btuh NG; 30 FT; CDN | 4328 | 2022-04-01 | EQUIPMENT
ITTU-200-30-CN | Infrasave ITTU 2-Stage 'U'-Tube Heater: 200/140,000 Btuh NG; 30 FT; CDN | 4328 | 2022-04-01 | EQUIPMENT
ITTU-80-10-CN | Infrasave ITTU 2-Stage 'U'-Tube Heater: 80/60,000 Btuh NG; 10 FT; CDN | 2845 | 2022-04-01 | EQUIPMENT
ITTU-80-15-CN | Infrasave ITTU 2-Stage 'U'-Tube Heater: 80/60,000 Btuh NG; 15 FT; CDN | 3246 | 2022-04-01 | EQUIPMENT
IW-110-30-CL | Harsh Environ. S/S Burner Housing Tube Heater: 110,000 Btuh LP; 30 FT; CDN | 3927 | 2022-04-01 | EQUIPMENT
IW-110-30-CN | Harsh Environ. S/S Burner Housing Tube Heater: 110,000 Btuh NG; 30 FT; CDN | 3927 | 2022-04-01 | EQUIPMENT
IW-110-40-CL | Harsh Environ. S/S Burner Housing Tube Heater: 110,000 Btuh LP; 40 FT; CDN | 4320 | 2022-04-01 | EQUIPMENT
IW-110-40-CN | Harsh Environ. S/S Burner Housing Tube Heater: 110,000 Btuh NG; 40 FT; CDN | 4320 | 2022-04-01 | EQUIPMENT
IW-110-50-CL | Harsh Environ. S/S Burner Housing Tube Heater: 110,000 Btuh LP; 50 FT; CDN | 4835 | 2022-04-01 | EQUIPMENT
IW-110-50-CN | Harsh Environ. S/S Burner Housing Tube Heater: 110,000 Btuh NG; 50 FT; CDN | 4835 | 2022-04-01 | EQUIPMENT
IW-130-30-CN | Harsh Environ. S/S Burner Housing Tube Heater: 130,000 Btuh NG; 30 FT; CDN | 3927 | 2022-04-01 | EQUIPMENT
IW-130-40-CN | Harsh Environ. S/S Burner Housing Tube Heater: 130,000 Btuh NG; 40 FT; CDN | 4320 | 2022-04-01 | EQUIPMENT
IW-130-50-CN | Harsh Environ. S/S Burner Housing Tube Heater: 130,000 Btuh NG; 50 FT; CDN | 4835 | 2022-04-01 | EQUIPMENT
IW-155-40-CN | Harsh Environ. S/S Burner Housing Tube Heater: 155,000 Btuh NG; 40 FT; CDN | 4366 | 2022-04-01 | EQUIPMENT
IW-155-50-CN | Harsh Environ. S/S Burner Housing Tube Heater: 155,000 Btuh NG; 50 FT; CDN | 4884 | 2022-04-01 | EQUIPMENT
IW-155-60-CN | Harsh Environ. S/S Burner Housing Tube Heater: 155,000 Btuh NG; 60 FT; CDN | 5238 | 2022-04-01 | EQUIPMENT
IW-175-50-CL | Harsh Environ. S/S Burner Housing Tube Heater: 175,000 Btuh LP; 50 FT; CDN | 5200 | 2022-04-01 | EQUIPMENT
IW-175-50-CN | Harsh Environ. S/S Burner Housing Tube Heater: 175,000 Btuh NG; 50 FT; CDN | 5200 | 2022-04-01 | EQUIPMENT
IW-175-60-CL | Harsh Environ. S/S Burner Housing Tube Heater: 175,000 Btuh LP; 60 FT; CDN | 5556 | 2022-04-01 | EQUIPMENT
IW-175-60-CN | Harsh Environ. S/S Burner Housing Tube Heater: 175,000 Btuh NG; 60 FT; CDN | 5556 | 2022-04-01 | EQUIPMENT
IW-175-70-CN | Harsh Environ. S/S Burner Housing Tube Heater: 175,000 Btuh NG; 70 FT; CDN | 5930 | 2022-04-01 | EQUIPMENT
IW-200-50-CN | Harsh Environ. S/S Burner Housing Tube Heater: 200,000 Btuh NG; 50 FT; CDN | 5200 | 2022-04-01 | EQUIPMENT
IW-200-60-CL | Harsh Environ. S/S Burner Housing Tube Heater: 200,000 Btuh LP; 60 FT; CDN | 5556 | 2022-04-01 | EQUIPMENT
IW-200-60-CN | Harsh Environ. S/S Burner Housing Tube Heater: 200,000 Btuh NG; 60 FT; CDN | 5556 | 2022-04-01 | EQUIPMENT
IW-200-70-CL | Harsh Environ. S/S Burner Housing Tube Heater: 200,000 Btuh LP; 70 FT; CDN | 5930 | 2022-04-01 | EQUIPMENT
IW-200-70-CN | Harsh Environ. S/S Burner Housing Tube Heater: 200,000 Btuh NG; 70 FT; CDN | 5930 | 2022-04-01 | EQUIPMENT
IW2-110-30-CL | 2-Stage Harsh Environ.Tube Htr: S/S Burner House + Aluminized Tube/Reflector; 110/75 MBH LP; 30 FT; CDN | 4090 | 2022-04-01 | EQUIPMENT
IW2-110-30-CN | 2-Stage Harsh Environ.Tube Htr: S/S Burner House + Aluminized Tube/Reflector; 110/75 MBH NG; 30 FT; CDN | 4090 | 2022-04-01 | EQUIPMENT
IW2-110-40-CN | 2-Stage Harsh Environ.Tube Htr: S/S Burner House + Aluminized Tube/Reflector; 110/75 MBH LP; 40 FT; CDN | 4484 | 2022-04-01 | EQUIPMENT
IW2-130-30-CN | 2-Stage Harsh Environ.Tube Htr: S/S Burner House + Aluminized Tube/Reflector; 130/90 MBH NG; 30 FT; CDN | 4090 | 2022-04-01 | EQUIPMENT
IW2-130-40-CN | 2-Stage Harsh Environ.Tube Htr: S/S Burner House + Aluminized Tube/Reflector; 130/90 MBH NG; 40 FT; CDN | 4484 | 2022-04-01 | EQUIPMENT
IW2-155-40-CN | 2-Stage Harsh Environ.Tube Htr: S/S Burner House + Aluminized Tube/Reflector; 155/110 MBH NG; 40 FT; CDN | 4530 | 2022-04-01 | EQUIPMENT
IW2-155-50-CN | 2-Stage Harsh Environ.Tube Htr: S/S Burner House + Aluminized Tube/Reflector; 155/110 MBH NG; 50 FT; CDN | 5046 | 2022-04-01 | EQUIPMENT
IW2-175-50-CN | 2-Stage Harsh Environ.Tube Htr: S/S Burner House + Aluminized Tube/Reflector; 175/125 MBH NG; 50 FT; CDN | 5361 | 2022-04-01 | EQUIPMENT
IW2-175-60-CN | 2-Stage Harsh Environ.Tube Htr: S/S Burner House + Aluminized Tube/Reflector; 175/125 MBH NG; 60 FT; CDN | 5718 | 2022-04-01 | EQUIPMENT
IW2-200-50-CN | 2-Stage Harsh Environ.Tube Htr: S/S Burner House + Aluminized Tube/Reflector; 200/140 MBH NG; 50 FT; CDN | 5361 | 2022-04-01 | EQUIPMENT
IW2-200-60-CN | 2-Stage Harsh Environ.Tube Htr: S/S Burner House + Aluminized Tube/Reflector; 200/140 MBH NG; 60 FT; CDN | 5718 | 2022-04-01 | EQUIPMENT
IW2-80-20-CN | 2-Stage Harsh Environ.Tube Htr: S/S Burner House + Aluminized Tube/Reflector; 80/60 MBH NG; 20 FT; CDN | 3750 | 2022-04-01 | EQUIPMENT
IW2-80-30-CN | 2-Stage Harsh Environ.Tube Htr: S/S Burner House + Aluminized Tube/Reflector; 80/60 MBH NG; 30 FT; CDN | 4090 | 2022-04-01 | EQUIPMENT
IW2S-110-40-CL | 2-Stage Harsh Environ.Tube Htr: S/S Burner House + S/S Tube/Reflector; 110/75,000 Btuh LP; 40 FT; CDN | 6882 | 2022-04-01 | EQUIPMENT
IW2S-110-40-CN | 2-Stage Harsh Environ.Tube Htr: S/S Burner House + S/S Tube/Reflector; 110/75,000 Btuh NG; 40 FT; CDN | 6882 | 2022-04-01 | EQUIPMENT
IW2S-130-40-CN | 2-Stage Harsh Environ.Tube Htr: S/S Burner House + S/S Tube/Reflector; 130/90,000 Btuh NG; 40 FT; CDN | 6882 | 2022-04-01 | EQUIPMENT
IW2S-155-50-CN | 2-Stage Harsh Environ.Tube Htr: S/S Burner House + S/S Tube/Reflector; 155/110,000 Btuh NG; 50 FT; CDN | 8156 | 2022-04-01 | EQUIPMENT
IW2S-175-60-CN | 2-Stage Harsh Environ.Tube Htr: S/S Burner House + S/S Tube/Reflector; 175/125,000 Btuh NG; 60 FT; CDN | 9161 | 2022-04-01 | EQUIPMENT
IW2S-200-60-CN | 2-Stage Harsh Environ.Tube Htr: S/S Burner House + S/S Tube/Reflector; 200/140,000 Btuh NG; 60 FT; CDN | 9161 | 2022-04-01 | EQUIPMENT
IW2S-80-30-CN | 2-Stage Harsh Environ.Tube Htr: S/S Burner House + S/S Tube/Reflector; 80/60,000 Btuh NG; 30 FT; CDN | 5951 | 2022-04-01 | EQUIPMENT
IW-45-20-CN | Harsh Environ. S/S Burner Housing Tube Heater: 45,000 Btuh NG; 20 FT; CDN | 3586 | 2022-04-01 | EQUIPMENT
IW-60-20-CN | Harsh Environ. S/S Burner Housing Tube Heater: 60,000 Btuh NG; 20 FT; CDN | 3586 | 2022-04-01 | EQUIPMENT
IW-60-30-CN | Harsh Environ. S/S Burner Housing Tube Heater: 60,000 Btuh NG; 30 FT; CDN | 3927 | 2022-04-01 | EQUIPMENT
IW-80-20-CN | Harsh Environ. S/S Burner Housing Tube Heater: 80,000 Btuh NG; 20 FT; CDN | 3586 | 2022-04-01 | EQUIPMENT
IW-80-30-CN | Harsh Environ. S/S Burner Housing Tube Heater: 80,000 Btuh NG; 30 FT; CDN | 3927 | 2022-04-01 | EQUIPMENT
IW-80-40-CN | Harsh Environ. S/S Burner Housing Tube Heater: 80,000 Btuh NG; 40 FT; CDN | 4320 | 2022-04-01 | EQUIPMENT
IWP-110-30-CL | Wet/Outdoor Coated Burner Housing Tube Heater: 110,000 Btuh LP; 30 FT; CDN | 3537 | 2022-04-01 | EQUIPMENT
IWP-110-30-CN | Wet/Outdoor Coated Burner Housing Tube Heater: 110,000 Btuh NG; 30 FT; CDN | 3537 | 2022-04-01 | EQUIPMENT
IWP-110-40-CL | Wet/Outdoor Coated Burner Housing Tube Heater: 110,000 Btuh LP; 40 FT; CDN | 3930 | 2022-04-01 | EQUIPMENT
IWP-110-40-CN | Wet/Outdoor Coated Burner Housing Tube Heater: 110,000 Btuh NG; 40 FT; CDN | 3930 | 2022-04-01 | EQUIPMENT
IWP-110-50-CL | Wet/Outdoor Coated Burner Housing Tube Heater: 110,000 Btuh LP; 50 FT; CDN | 4447 | 2022-04-01 | EQUIPMENT
IWP-110-50-CN | Wet/Outdoor Coated Burner Housing Tube Heater: 110,000 Btuh NG; 50 FT; CDN | 4447 | 2022-04-01 | EQUIPMENT
IWP-130-30-CN | Wet/Outdoor Coated Burner Housing Tube Heater: 130,000 Btuh NG; 30 FT; CDN | 3537 | 2022-04-01 | EQUIPMENT
IWP-130-40-CN | Wet/Outdoor Coated Burner Housing Tube Heater: 130,000 Btuh NG; 40 FT; CDN | 3930 | 2022-04-01 | EQUIPMENT
IWP-130-50-CN | Wet/Outdoor Coated Burner Housing Tube Heater: 130,000 Btuh NG; 50 FT; CDN | 4447 | 2022-04-01 | EQUIPMENT
IWP-155-40-CN | Wet/Outdoor Coated Burner Housing Tube Heater: 155,000 Btuh NG; 40 FT; CDN | 3996 | 2022-04-01 | EQUIPMENT
IWP-155-50-CN | Wet/Outdoor Coated Burner Housing Tube Heater: 155,000 Btuh NG; 50 FT; CDN | 4513 | 2022-04-01 | EQUIPMENT
IWP-155-60-CN | Wet/Outdoor Coated Burner Housing Tube Heater: 155,000 Btuh NG; 60 FT; CDN | 4869 | 2022-04-01 | EQUIPMENT
IWP-175-50-CL | Wet/Outdoor Coated Burner Housing Tube Heater: 175,000 Btuh LP; 50 FT; CDN | 4806 | 2022-04-01 | EQUIPMENT
IWP-175-50-CN | Wet/Outdoor Coated Burner Housing Tube Heater: 175,000 Btuh NG; 50 FT; CDN | 4806 | 2022-04-01 | EQUIPMENT
IWP-175-60-CL | Wet/Outdoor Coated Burner Housing Tube Heater: 175,000 Btuh LP; 60 FT; CDN | 5161 | 2022-04-01 | EQUIPMENT
IWP-175-60-CN | Wet/Outdoor Coated Burner Housing Tube Heater: 175,000 Btuh NG; 60 FT; CDN | 5161 | 2022-04-01 | EQUIPMENT
IWP-175-70-CN | Wet/Outdoor Coated Burner Housing Tube Heater: 175,000 Btuh NG; 70 FT; CDN | 5537 | 2022-04-01 | EQUIPMENT
IWP-200-50-CN | Wet/Outdoor Coated Burner Housing Tube Heater: 200,000 Btuh NG; 50 FT; CDN | 4806 | 2022-04-01 | EQUIPMENT
IWP-200-60-CL | Wet/Outdoor Coated Burner Housing Tube Heater: 200,000 Btuh LP; 60 FT; CDN | 5161 | 2022-04-01 | EQUIPMENT
IWP-200-60-CN | Wet/Outdoor Coated Burner Housing Tube Heater: 200,000 Btuh NG; 60 FT; CDN | 5161 | 2022-04-01 | EQUIPMENT
IWP-200-70-CL | Wet/Outdoor Coated Burner Housing Tube Heater: 200,000 Btuh LP; 70 FT; CDN | 5537 | 2022-04-01 | EQUIPMENT
IWP-200-70-CN | Wet/Outdoor Coated Burner Housing Tube Heater: 200,000 Btuh NG; 70 FT; CDN | 5537 | 2022-04-01 | EQUIPMENT
IWP2-110-30-CL | 2-Stage Wet/Outdoor Tube: Powder Coat Burner House + Alum'd Tube/Reflector; 110/75 MBH ; 30 FT; CDN | 3701 | 2022-04-01 | EQUIPMENT
IWP2-110-30-CN | 2-Stage Wet/Outdoor Tube: Powder Coat Burner House + Alum'd Tube/Reflector; 110/75 MBH ; 30 FT; CDN | 3701 | 2022-04-01 | EQUIPMENT
IWP2-110-40-CL | 2-Stage Wet/Outdoor Tube: Powder Coat Burner House + Alum'd Tube/Reflector; 110/75 MBH ; 40 FT; CDN | 4095 | 2022-04-01 | EQUIPMENT
IWP2-110-40-CN | 2-Stage Wet/Outdoor Tube: Powder Coat Burner House + Alum'd Tube/Reflector; 110/75 MBH ; 40 FT; CDN | 4095 | 2022-04-01 | EQUIPMENT
IWP2-130-30-CN | 2-Stage Wet/Outdoor Tube: Powder Coat Burner House + Alum'd Tube/Reflector; 130/90 MBH ; 30 FT; CDN | 3701 | 2022-04-01 | EQUIPMENT
IWP2-130-40-CN | 2-Stage Wet/Outdoor Tube: Powder Coat Burner House + Alum'd Tube/Reflector; 130/90 MBH ; 40 FT; CDN | 4095 | 2022-04-01 | EQUIPMENT
IWP2-155-40-CN | 2-Stage Wet/Outdoor Tube: Powder Coat Burner House + Alum'd Tube/Reflector; 155/110 MBH ; 40 FT; CDN | 4160 | 2022-04-01 | EQUIPMENT
IWP2-155-50-CN | 2-Stage Wet/Outdoor Tube: Powder Coat Burner House + Alum'd Tube/Reflector; 155/110 MBH ; 50 FT; CDN | 4676 | 2022-04-01 | EQUIPMENT
IWP2-175-50-CN | 2-Stage Wet/Outdoor Tube: Powder Coat Burner House + Alum'd Tube/Reflector; 175/125 MBH ; 50 FT; CDN | 4969 | 2022-04-01 | EQUIPMENT
IWP2-175-60-CN | 2-Stage Wet/Outdoor Tube: Powder Coat Burner House + Alum'd Tube/Reflector; 175/125 MBH ; 60 FT; CDN | 5324 | 2022-04-01 | EQUIPMENT
IWP2-200-50-CN | 2-Stage Wet/Outdoor Tube: Powder Coat Burner House + Alum'd Tube/Reflector; 200/140 MBH ; 50 FT; CDN | 4969 | 2022-04-01 | EQUIPMENT
IWP2-200-60-CN | 2-Stage Wet/Outdoor Tube: Powder Coat Burner House + Alum'd Tube/Reflector; 200/140 MBH ; 60 FT; CDN | 5324 | 2022-04-01 | EQUIPMENT
IWP2-80-20-CN | 2-Stage Wet/Outdoor Tube: Powder Coat Burner House + Alum'd Tube/Reflector; 80/60 MBH ; 20 FT; CDN | 3362 | 2022-04-01 | EQUIPMENT
IWP2-80-30-CN | 2-Stage Wet/Outdoor Tube: Powder Coat Burner House + Alum'd Tube/Reflector; 80/60 MBH ; 30 FT; CDN | 3701 | 2022-04-01 | EQUIPMENT
IWP-45-20-CN | Wet/Outdoor Coated Burner Housing Tube Heater: 45,000 Btuh NG; 20 FT; CDN | 3197 | 2022-04-01 | EQUIPMENT
IWP-60-20-CN | Wet/Outdoor Coated Burner Housing Tube Heater: 60,000 Btuh NG; 20 FT; CDN | 3197 | 2022-04-01 | EQUIPMENT
IWP-60-30-CN | Wet/Outdoor Coated Burner Housing Tube Heater: 60,000 Btuh NG; 30 FT; CDN | 3537 | 2022-04-01 | EQUIPMENT
IWP-80-20-CN | Wet/Outdoor Coated Burner Housing Tube Heater: 80,000 Btuh NG; 20 FT; CDN | 3197 | 2022-04-01 | EQUIPMENT
IWP-80-30-CN | Wet/Outdoor Coated Burner Housing Tube Heater: 80,000 Btuh NG; 30 FT; CDN | 3537 | 2022-04-01 | EQUIPMENT
IWP-80-40-CN | Wet/Outdoor Coated Burner Housing Tube Heater: 80,000 Btuh NG; 40 FT; CDN | 3930 | 2022-04-01 | EQUIPMENT
IWS-110-40-CL | Harsh Environ.Tube Htr: S/S Burner House + S/S Tube/Reflector; 110,000 Btuh LP; 40 FT; CDN | 6726 | 2022-04-01 | EQUIPMENT
IWS-110-40-CN | Harsh Environ.Tube Htr: S/S Burner House + S/S Tube/Reflector; 110,000 Btuh NG; 40 FT; CDN | 6726 | 2022-04-01 | EQUIPMENT
IWS-110-50-CL | Harsh Environ.Tube Htr: S/S Burner House + S/S Tube/Reflector; 110,000 Btuh LP; 50 FT; CDN | 7955 | 2022-04-01 | EQUIPMENT
IWS-110-50-CN | Harsh Environ.Tube Htr: S/S Burner House + S/S Tube/Reflector; 110,000 Btuh NG; 50 FT; CDN | 7955 | 2022-04-01 | EQUIPMENT
IWS-130-40-CN | Harsh Environ.Tube Htr: S/S Burner House + S/S Tube/Reflector; 130,000 Btuh NG; 40 FT; CDN | 6726 | 2022-04-01 | EQUIPMENT
IWS-130-50-CN | Harsh Environ.Tube Htr: S/S Burner House + S/S Tube/Reflector; 130,000 Btuh NG; 50 FT; CDN | 7955 | 2022-04-01 | EQUIPMENT
IWS-155-50-CN | Harsh Environ.Tube Htr: S/S Burner House + S/S Tube/Reflector; 155,000 Btuh NG; 50 FT; CDN | 8000 | 2022-04-01 | EQUIPMENT
IWS-155-60-CN | Harsh Environ.Tube Htr: S/S Burner House + S/S Tube/Reflector; 155,000 Btuh NG; 60 FT; CDN | 8933 | 2022-04-01 | EQUIPMENT
IWS-175-60-CL | Harsh Environ.Tube Htr: S/S Burner House + S/S Tube/Reflector; 175,000 Btuh LP; 60 FT; CDN | 9007 | 2022-04-01 | EQUIPMENT
IWS-175-60-CN | Harsh Environ.Tube Htr: S/S Burner House + S/S Tube/Reflector; 175,000 Btuh NG; 60 FT; CDN | 9007 | 2022-04-01 | EQUIPMENT
IWS-175-70-CN | Harsh Environ.Tube Htr: S/S Burner House + S/S Tube/Reflector; 175,000 Btuh NG; 70 FT; CDN | 9940 | 2022-04-01 | EQUIPMENT
IWS-200-60-CL | Harsh Environ.Tube Htr: S/S Burner House + S/S Tube/Reflector; 200,000 Btuh LP; 60 FT; CDN | 9007 | 2022-04-01 | EQUIPMENT
IWS-200-60-CN | Harsh Environ.Tube Htr: S/S Burner House + S/S Tube/Reflector; 200,000 Btuh NG; 60 FT; CDN | 9007 | 2022-04-01 | EQUIPMENT
IWS-200-70-CL | Harsh Environ.Tube Htr: S/S Burner House + S/S Tube/Reflector; 200,000 Btuh LP; 70 FT; CDN | 9940 | 2022-04-01 | EQUIPMENT
IWS-200-70-CN | Harsh Environ.Tube Htr: S/S Burner House + S/S Tube/Reflector; 200,000 Btuh NG; 70 FT; CDN | 9940 | 2022-04-01 | EQUIPMENT
IWS-45-20-CN | Harsh Environ.Tube Htr: S/S Burner House + S/S Tube/Reflector; 45,000 Btuh NG; 20 FT; CDN | 4864 | 2022-04-01 | EQUIPMENT
IWS-60-30-CN | Harsh Environ.Tube Htr: S/S Burner House + S/S Tube/Reflector; 60,000 Btuh NG; 30 FT; CDN | 5794 | 2022-04-01 | EQUIPMENT
IWS-80-30-CN | Harsh Environ.Tube Htr: S/S Burner House + S/S Tube/Reflector; 80,000 Btuh NG; 30 FT; CDN | 5794 | 2022-04-01 | EQUIPMENT
IWS-80-40-CN | Harsh Environ.Tube Htr: S/S Burner House + S/S Tube/Reflector; 80,000 Btuh NG; 40 FT; CDN | 6726 | 2022-04-01 | EQUIPMENT
JA-0500-SS-P | S/S TUBE SWAGED - STEEL FLANGE (NO SITE GLASS) | 601 | 2022-04-01 | PARTS
JA-0500-SW-P | S/S FLANGED TUBE SWAGED - CAR WASH (NO PORTS) | 727 | 2022-04-01 | PARTS
JA-0501-PA-P | ALUM FLANGE TUBE SWAGED PAINT (NO HOLES) | 507 | 2022-04-01 | PARTS
JA-0501-SW-P | ALUMINIZED FLANGE TUBE SWAGED (NO PORTS) | 479 | 2022-04-01 | PARTS
JA-0501-XX-P | ALUM. STEEL TUBE W/FLANGE 10' LONG | 479 | 2022-04-01 | PARTS
JA-0506-SS-M | Gas Valve VK8105M- 5005-4 Modulating, White Coil-15V/310mA | 287 | 2022-04-01 | PARTS
JA-0506-TS | GAS VALVE VR8205Q2969 NG TWO STAGE 5"-3" W.C. | 394 | 2022-04-01 | PARTS
JA-0506-TT | GAS VALVE VR8205Q2480 NG TWO STAGE | 394 | 2022-04-01 | PARTS
JA-0506-XX | GAS VALVE VR8205H1003B NG 3.5"W.C. | 331 | 2022-04-01 | PARTS
JA-0507-TT | GAS VALVE VR8205Q2944 LP TWO STAGE | 394 | 2022-04-01 | PARTS
JA-0507-XX | GAS VALVE VR8205K1173B LP SLOW OPEN 10"W.C. | 394 | 2022-04-01 | PARTS
JA-0508-SW | ELBOW 90° (SWAGED) | 184 | 2022-04-01 | PARTS
JA-0514-XX | VENT TEE - 4" X 4" X 6" | 236 | 2022-04-01 | ACCESSORIES
JA-0516-AA | COUPLING KIT - STSP | 79 | 2022-04-01 | ACCESSORIES
JA-0516-AK | DOUBLE SLEEVE COUPLING KIT WITH RIVETS - STSP | 102 | 2022-04-01 | PARTS
JA-0516-DS | DRILL BIT S/S- 1/4" FOR REPAIR KIT JA-0516-RK | 48 | 2022-04-01 | PARTS
JA-0516-RK | COUPLER + RIVET 175/200 FIRST TO SECOND TUBE | 83 | 2022-04-01 | PARTS
JA-0516-RS | RIVET - S/S - 1/4" x 1/2" (ULTRA) | 23 | 2022-04-01 | PARTS
JA-0516-RV | RIVET - STEEL - 1/4" x 1/2" FOR REPAIR KIT JA-0516-RK | 1 | 2022-04-01 | PARTS
JA-0516-SS | COUPLER - S/S SWAGED PIPE | 41 | 2022-04-01 | PARTS
JA-0516-SW | COUPLER - TORCTITE 4" SWAGED TUBE | 32 | 2022-04-01 | PARTS
JA-0516-UC | BOLT CLAMP - "U" - 4" | 28 | 2022-04-01 | PARTS
JA-0516-UH | "U"-BOLT - 4" FOR U-TUBE HANGER | 10 | 2022-04-01 | PARTS
JA-0516-UK | TWO NUTS + TWO TEK SCREWS FOR U-TUBE HANGER | 6 | 2022-04-01 | PARTS
JA-0516-XX | N/A: COUPLING KIT - S/S USE JA-0516-SS | 105 | 2022-04-01 | PARTS
JA-0526-HK | GAS VALVE - NG 60-200 HONEYWELL VR4205M 120V with LP Spring | 452 | 2022-04-01 | PARTS
JA-0526-HN | GAS VALVE - NG 60-200 HONEYWELL VR4205M 120V | 405 | 2022-04-01 | PARTS
JA-0528-XX | WALL VENT TERMINAL - 4" HORIZONTAL | 46 | 2022-04-01 | ACCESSORIES
JA-0529-XX | WALL VENT TERMINAL - 6" HORIZONTAL | 56 | 2022-04-01 | ACCESSORIES
JA-0567-RK | FENWAL DSI/WIRES/IGNITOR - TUBE HEATER - REPLACEMENT KIT | 333 | 2022-04-01 | PARTS
JA-0567-XX | FENWAL DSI CONTROL 35-615947-227 - 24 VAC - TUBE HEATER | 200 | 2022-04-01 | PARTS
JA-0569-FS | SENSOR FLAME - 5.75" | 23 | 2022-04-01 | PARTS
JA-0569-LW | LEAD WIRE 15" MICA - SENSOR FLAME | 15 | 2022-04-01 | PARTS
JA-0569-XX | SENSOR FLAME - w/ 30" LEAD | 47 | 2022-04-01 | PARTS
JA-0571-KT | IGNITOR & GASKET KIT - DSI TUBE HEATER | 79 | 2022-04-01 | PARTS
JA-0581-XX | GASKET IGNITOR | 6 | 2022-04-01 | PARTS
JA-0775-SB | Power Unit - SST- 24VDC - 75W | 107 | 2022-04-01 | PARTS
JA-0775-SC | Power Unit - SST- 24VDC - 100W | 124 | 2022-04-01 | PARTS
JA-0775-XX | TRANSFORMER - 120/24V, 20VA AT120B1028 | 55 | 2022-04-01 | PARTS
JA-0780-XS | PROTECTIVE SCREEN - 5' - TM-xxxx-SX Tube Kits | 186 | 2022-04-01 | ACCESSORIES
JA-0780-XX | PROTECTIVE SCREEN - 5' - TS-xxxx-JZ Tube Kits | 186 | 2022-04-01 | ACCESSORIES
JB-0567-XX | ELECTRICAL CORD - 6' | 29 | 2022-04-01 | PARTS
JB-0568-AA | DSI CONTROL - 3 TRY POTTED GASLITER 50N | 317 | 2022-04-01 | PARTS
JB-0568-WH | WIRING HARNESS -3 TRIAL POTTED SPARK 24V | 43 | 2022-04-01 | PARTS
JB-0570-KT | IGNITOR & GASKET KIT - HSI | 122 | 2022-04-01 | PARTS
JB-0570-XX | IGN/SEN - 401 HOT SURFACE IGNITION | 112 | 2022-04-01 | PARTS
JB-0575-XX | TRANSFORMER - 150B HSI | 120 | 2022-04-01 | PARTS
JC-0102-XX | AIR BARRIER CONTROL BOARD (1000 SERIES) 120V, 60hZ. | 554 | 2022-04-01 | PARTS
JC-0110-XX | Control board, 1200 Series, 36", 48", 60" | 540 | 2022-04-01 | PARTS
JC-0202-XX | AIR CURTAIN MOTHER BOARD | 948 | 2022-04-01 | PARTS
JC-0210-XX | AIR CURTAIN DOOR SWITCH | 78 | 2022-04-01 | ACCESSORIES
JC-0220-XX | AIR CURTAIN THERMAL CUT OUT FOR 2500 SERIES | 124 | 2022-04-01 | PARTS
JC-0260-XX | AIR CURTAIN MODBUS PCB | 229 | 2022-04-01 | ACCESSORIES
JC-0263-XX | Motor, 2000 Series 230v-60Hz | 1799 | 2022-04-01 | PARTS
JC-0265-XX | Impeller - RH (2000 Series) for 1.5m unit | 959 | 2022-04-01 | PARTS
JC-0266-XX | Impeller - LH (2000 Series) for 1.5m unit | 959 | 2022-04-01 | PARTS
JC-0268-XX | Heater Assy, 2000 Series 208v-60Hz | 1349 | 2022-04-01 | PARTS
JC-0270-XX | Fan Deck Assembly (2500 Series) for 1.5m unit | #N/A | 2022-04-01 | PARTS
JC-0280-XX | AIR CURTAIN EEPROM MODULE | 150 | 2022-04-01 | ACCESSORIES
JC-0300-BK | Air Curtain Custom Color Black | 508 | 2022-04-01 | ACCESSORIES
JC-0340-XX | AIR CURTAIN BOTTOM PAN MODEL 2066 | 422 | 2022-04-01 | PARTS
JC-0434-XX | Optional Air Filter for 2500 Series, | 198 | 2022-04-01 | ACCESSORIES
JE-0500-AL | Electric Heater Custom Color: Almond | 173 | 2022-04-01 | ACCESSORIES
JE-0500-BE | Electric Heater Custom Color: Beige | 173 | 2022-04-01 | ACCESSORIES
JE-0500-BK | Electric Heater Custom Color: Black Textured | 173 | 2022-04-01 | ACCESSORIES
JE-0500-BR | Electric Heater Custom Color: Mineral Bronze | 173 | 2022-04-01 | ACCESSORIES
JE-0500-BS | Electric Heater Custom Color: Biscuit | 173 | 2022-04-01 | ACCESSORIES
JE-0500-WH | Electric Heater Custom Color: White | 173 | 2022-04-01 | ACCESSORIES
JE-0520-33 | Electric Heater 33" Flush mount frame S/S | 989 | 2022-04-01 | ACCESSORIES
JE-0520-39 | Electric Heater 39" Flush mount frame S/S | 989 | 2022-04-01 | ACCESSORIES
JE-0520-61 | Electric Heater 61.25" Flush mount frame S/S | 1090 | 2022-04-01 | ACCESSORIES
JE-0520-BK | Flush Mount Frame Kit Custom Color Black | 222 | 2022-04-01 | ACCESSORIES
JE-0520-WH | Flush Mount Frame Kit Custom Color White | 230 | 2022-04-01 | ACCESSORIES
JE-0553-12 | Replacement Element 30", 1500W, 120V | 209 | 2022-04-01 | PARTS
JE-0553-20 | Replacement Element 30", 1500W, 208V | 289 | 2022-04-01 | PARTS
JE-0554-20 | Electric Heater Replacement bulbs 2000W 36" 208v | 278 | 2022-04-01 | PARTS
JE-0554-24 | Electric Heater Replacement bulbs 2000W 36" 240v | 278 | 2022-04-01 | PARTS
JE-0555-20 | Electric Heater Replacement bulbs 2500W 36" 208v | 278 | 2022-04-01 | PARTS
JE-0555-48 | Electric Heater Replacement bulbs 2500W 36" 480v | 278 | 2022-04-01 | PARTS
JE-0556-20 | Electric Heater Replacement bulbs 3000W 58" 208v | 370 | 2022-04-01 | PARTS
JE-0556-24 | Electric Heater Replacement bulbs 3000W 58" 240v | 370 | 2022-04-01 | PARTS
JE-0557-20 | Electric Heater Replacement bulbs 4000W 58" 208v | 370 | 2022-04-01 | PARTS
JE-0557-24 | Electric Heater Replacement bulbs 4000W 58" 240v | 370 | 2022-04-01 | PARTS
JE-0570-XX | Electric Heater Single Element End Reflector (set of 2) | 90 | 2022-04-01 | PARTS
JE-0571-XX | Electric Heater Dual Element End Reflector (set of 2) | 90 | 2022-04-01 | PARTS
JE-0573-XX | Electric Heater Body Reflector 33" | 182 | 2022-04-01 | PARTS
JE-0574-XX | Electric Heater Body Reflector 39" | 182 | 2022-04-01 | PARTS
JE-0575-XX | Electric Heater Body Reflector 61.25" | 182 | 2022-04-01 | PARTS
JE-0577-XX | Electric Heater Grill Guard 33" | 121 | 2022-04-01 | PARTS
JE-0578-XX | Electric Heater Grill Guard 39" | 121 | 2022-04-01 | PARTS
JE-0579-XX | Electric Heater Grill Guard 61.25" | 182 | 2022-04-01 | PARTS
JE-0580-XX | High Temp Whip (3 x 12g x 48") | #N/A | 2022-04-01 | PARTS
JE-0581-XX | Electric Heater Lead Wire Set 33" (Dual Element Heaters Require 2 Sets) | 61 | 2022-04-01 | PARTS
JE-0582-XX | Electric Heater Lead Wire Set 39" (Dual Element Heaters Require 2 Sets) | 61 | 2022-04-01 | PARTS
JE-0583-XX | Electric Heater Lead Wire Set 61.25" (Dual Element Heaters Require 2 Sets) | 61 | 2022-04-01 | PARTS
JE-0585-XX | Electric Heater Stainless Steel Mounting Brackets (set of 2) | 182 | 2022-04-01 | PARTS
JE-1520-XX | Electric Heater REPLACEMENT LAMP 1520 INDOOR ONLY | 229 | 2022-04-01 | PARTS
JE-1524-XX | Electric Heater REPLACEMENT LAMP 1524 INDOOR / OUTDOOR | 268 | 2022-04-01 | PARTS
JE-2024-XX | Electric Heater REPLACEMENT LAMP 2024/4024/6024 INDOOR / OUTDOOR | 268 | 2022-04-01 | PARTS
JF-1012-EB | EYE BOLT FOR TUBE HEATER BURNER | 4 | 2022-04-01 | PARTS
JH-0463-PT | PILOT TUBE - 1/4" x 1' | 6 | 2022-04-01 | PARTS
JJ-045W-CN | IWP OUTDOOR BURNER KIT; POWDER COAT HOUSING 45 NG CDN | 2122 | 2022-04-01 | EQUIPMENT
JJ-0582-XX | BURNER HOUSING - InfraSave Tube Heaters | 232 | 2022-04-01 | PARTS
JJ-060W-CN | IWP OUTDOOR BURNER KIT; POWDER COAT HOUSING 60 NG CDN | 2122 | 2022-04-01 | EQUIPMENT
JJ-080T-CN | ITT- BURNER KIT INDOOR TWO STAGE 80/60 NG CDN | 1777 | 2022-04-01 | EQUIPMENT
JJ-080W-CN | IWP OUTDOOR BURNER KIT; POWDER COAT HOUSING 80 NG CDN | 2122 | 2022-04-01 | EQUIPMENT
JJ-110T-CL | ITT- BURNER KIT INDOOR TWO STAGE 110/80 LP CDN | 1777 | 2022-04-01 | EQUIPMENT
JJ-110T-CN | ITT- BURNER KIT INDOOR TWO STAGE 110/80 NG CDN | 1777 | 2022-04-01 | EQUIPMENT
JJ-110W-CL | IWP OUTDOOR BURNER KIT; POWDER COAT HOUSING 110 LP CDN | 2122 | 2022-04-01 | EQUIPMENT
JJ-110W-CN | IWP OUTDOOR BURNER KIT; POWDER COAT HOUSING 110 NG CDN | 2122 | 2022-04-01 | EQUIPMENT
JJ-130T-CN | ITT- BURNER KIT INDOOR TWO STAGE 130/90 NG CDN | 1777 | 2022-04-01 | EQUIPMENT
JJ-130W-CN | IWP OUTDOOR BURNER KIT; POWDER COAT HOUSING 130 NG CDN | 2122 | 2022-04-01 | EQUIPMENT
JJ-155T-CN | ITT-BURNER KIT INDOOR TWO STAGE 155/110 NG CDN | 1846 | 2022-04-01 | EQUIPMENT
JJ-155W-CN | IWP OUTDOOR BURNER KIT; POWDER COAT HOUSING 155 NG CDN | 2187 | 2022-04-01 | EQUIPMENT
JJ-175T-CN | ITT-BURNER KIT INDOOR TWO STAGE 175/120 NG CDN | 1905 | 2022-04-01 | EQUIPMENT
JJ-175W-CL | IWP OUTDOOR BURNER KIT; POWDER COAT HOUSING 175 LP CDN | 2242 | 2022-04-01 | EQUIPMENT
JJ-175W-CN | IWP OUTDOOR BURNER KIT; POWDER COAT HOUSING 175 NG CDN | 2242 | 2022-04-01 | EQUIPMENT
JJ-200T-CN | ITT-BURNER KIT INDOOR TWO STAGE 200/140 NG CDN | 1905 | 2022-04-01 | EQUIPMENT
JJ-200W-CL | IWP OUTDOOR BURNER KIT; POWDER COAT HOUSING 200 LP CDN | 2242 | 2022-04-01 | EQUIPMENT
JJ-200W-CN | IWP OUTDOOR BURNER KIT; POWDER COAT HOUSING 200 NG CDN | 2242 | 2022-04-01 | EQUIPMENT
JJ-E045-CN | ITB BUILDER MODEL BURNER KIT 45 MBTU NG CDN | 1269 | 2022-04-01 | EQUIPMENT
JJ-E060-CN | ITB BUILDER MODEL BURNER KIT 60 MBTU NG CDN | 1269 | 2022-04-01 | EQUIPMENT
JJ-E080-CN | ITB BUILDER MODEL BURNER KIT 80 MBTU NG CDN | 1269 | 2022-04-01 | EQUIPMENT
JJ-E100-CN | ITB BUILDER MODEL BURNER KIT 100 MBTU NG CDN | 1269 | 2022-04-01 | EQUIPMENT
JJ-E110-CL | ITB BUILDER MODEL BURNER KIT 110 MBTU LP CDN | 1269 | 2022-04-01 | EQUIPMENT
JJ-E110-CN | ITB BUILDER MODEL BURNER KIT 110 MBTU NG CDN | 1269 | 2022-04-01 | EQUIPMENT
JJ-E130-CN | ITB BUILDER MODEL BURNER KIT 130 MBTU NG CDN | 1269 | 2022-04-01 | EQUIPMENT
JJ-E155-CN | ITB BUILDER MODEL BURNER KIT 155 MBTU NG CDN | 1322 | 2022-04-01 | EQUIPMENT
JJ-E175-CL | ITB BUILDER MODEL BURNER KIT 175 MBTU LP CDN | 1381 | 2022-04-01 | EQUIPMENT
JJ-E175-CN | ITB BUILDER MODEL BURNER KIT 175 MBTU NG CDN | 1381 | 2022-04-01 | EQUIPMENT
JJ-E200-CL | ITB BUILDER MODEL BURNER KIT 200 MBTU LP CDN | 1381 | 2022-04-01 | EQUIPMENT
JJ-E200-CN | ITB BURNER KIT 200 MBTU NG CDN | 1381 | 2022-04-01 | EQUIPMENT
JJ-P045-CN | IW OUTDOOR BURNER KIT; S/S HOUSING 45 NG CDN | 2508 | 2022-04-01 | EQUIPMENT
JJ-P060-CN | IW OUTDOOR BURNER KIT; S/S HOUSING 60 NG CDN | 2508 | 2022-04-01 | EQUIPMENT
JJ-P080-CN | IW OUTDOOR BURNER KIT; S/S HOUSING 80 NG CDN | 2508 | 2022-04-01 | EQUIPMENT
JJ-P110-CL | IW OUTDOOR BURNER KIT; S/S HOUSING 110 LP CDN | 2508 | 2022-04-01 | EQUIPMENT
JJ-P110-CN | IW OUTDOOR BURNER KIT; S/S HOUSING 110 NG CDN | 2508 | 2022-04-01 | EQUIPMENT
JJ-P130-CN | IW OUTDOOR BURNER KIT; S/S HOUSING 130 NG CDN | 2508 | 2022-04-01 | EQUIPMENT
JJ-P155-CN | IW OUTDOOR BURNER KIT; S/S HOUSING 155 NG CDN | 2556 | 2022-04-01 | EQUIPMENT
JJ-P175-CL | IW OUTDOOR BURNER KIT; S/S HOUSING 175 LP CDN | 2634 | 2022-04-01 | EQUIPMENT
JJ-P175-CN | IW OUTDOOR BURNER KIT; S/S HOUSING 175 NG CDN | 2634 | 2022-04-01 | EQUIPMENT
JJ-P200-CL | IW OUTDOOR BURNER KIT; S/S HOUSING 200 LP CDN | 2634 | 2022-04-01 | EQUIPMENT
JJ-P200-CN | IW OUTDOOR BURNER KIT; S/S HOUSING 200 NG CDN | 2634 | 2022-04-01 | EQUIPMENT
JJ-S045-CN | IQ BURNER KIT 45 NG CDN | 1472 | 2022-04-01 | EQUIPMENT
JJ-S060-CN | IQ BURNER KIT 60 NG CDN | 1472 | 2022-04-01 | EQUIPMENT
JJ-S080-CN | IQ BURNER KIT 80 NG CDN | 1472 | 2022-04-01 | EQUIPMENT
JJ-S100-CN | IQ BURNER KIT 100 NG CDN | 1472 | 2022-04-01 | EQUIPMENT
JJ-S110-CL | IQ BURNER KIT 110 LP CDN | 1472 | 2022-04-01 | EQUIPMENT
JJ-S110-CN | IQ BURNER KIT 110 NG CDN | 1472 | 2022-04-01 | EQUIPMENT
JJ-S130-CN | IQ BURNER KIT 130 NG CDN | 1472 | 2022-04-01 | EQUIPMENT
JJ-S155-CN | IQ BURNER KIT 155 NG CDN | 1527 | 2022-04-01 | EQUIPMENT
JJ-S175-CL | IQ BURNER KIT 175 LP CDN | 1580 | 2022-04-01 | EQUIPMENT
JJ-S175-CN | IQ BURNER KIT 175 NG CDN | 1580 | 2022-04-01 | EQUIPMENT
JJ-S200-CL | IQ BURNER KIT 200 LP CDN | 1580 | 2022-04-01 | EQUIPMENT
JJ-S200-CN | IQ BURNER KIT 200 NG CDN | 1580 | 2022-04-01 | EQUIPMENT
JJ-TP08-CN | IW2 2-STAGE OUTDOOR BURNER KIT; S/S HOUSING 80/60 NG CDN | 2673 | 2022-04-01 | EQUIPMENT
JJ-TP11-CL | IW2 2-STAGE OUTDOOR BURNER KIT; S/S HOUSING 110/75 LP CDN | 2673 | 2022-04-01 | EQUIPMENT
JJ-TP11-CN | IW2 2-STAGE OUTDOOR BURNER KIT; S/S HOUSING 110/75 NG CDN | 2673 | 2022-04-01 | EQUIPMENT
JJ-TP13-CN | IW2 2-STAGE OUTDOOR BURNER KIT; S/S HOUSING 130/90 NG CDN | 2673 | 2022-04-01 | EQUIPMENT
JJ-TP15-CN | IW2 2-STAGE OUTDOOR BURNER KIT; S/S HOUSING 155/110 NG CDN | 2723 | 2022-04-01 | EQUIPMENT
JJ-TP17-CN | IW2 2-STAGE OUTDOOR BURNER KIT; S/S HOUSING 175/125 NG CDN | 2984 | 2022-04-01 | EQUIPMENT
JJ-TP20-CN | IW2 2-STAGE OUTDOOR BURNER KIT; S/S HOUSING 200/140 NG CDN | 2984 | 2022-04-01 | EQUIPMENT
JJ-TW08-CN | IWP2 2-STAGE OUTDOOR BURNER KIT; POWDER COAT HOUSING 80/60 NG CDN | 2287 | 2022-04-01 | EQUIPMENT
JJ-TW11-CL | IWP2 2-STAGE OUTDOOR BURNER KIT; POWDER COAT HOUSING 110/75 LP CDN | 2287 | 2022-04-01 | EQUIPMENT
JJ-TW11-CN | IWP2 2-STAGE OUTDOOR BURNER KIT; POWDER COAT HOUSING 110/75 NG CDN | 2287 | 2022-04-01 | EQUIPMENT
JJ-TW13-CN | IWP2 2-STAGE OUTDOOR BURNER KIT; POWDER COAT HOUSING 130/90 NG CDN | 2287 | 2022-04-01 | EQUIPMENT
JJ-TW15-CN | IWP2 2-STAGE OUTDOOR BURNER KIT; POWDER COAT HOUSING 155/110 NG CDN | 2352 | 2022-04-01 | EQUIPMENT
JJ-TW17-CN | IWP2 2-STAGE OUTDOOR BURNER KIT; POWDER COAT HOUSING 175/125 NG CDN | 2406 | 2022-04-01 | EQUIPMENT
JJ-TW20-CN | IWP2 2-STAGE OUTDOOR BURNER KIT; POWDER COAT HOUSING 200/140 NG CDN | 2406 | 2022-04-01 | EQUIPMENT
JL-0701-AA | GAS VALVE - COMB.3.5"W.C. 24 VAC VR8 NG | 373 | 2022-04-01 | PARTS
JL-0701-XX | GAS VALVE - COMB. VR8205A2065B 5" W.C. | 373 | 2022-04-01 | PARTS
JL-0703-AA | GAS VALVE - COMB. 10"W.C. 24VAC VR8 LP | 373 | 2022-04-01 | PARTS
JL-0703-LF | GAS VALVE - VR8105M2833B 10" W.C. - L.P. 15mbtuh min | 373 | 2022-04-01 | PARTS
JL-0764-XX | PLATE RESTR AERATION #28 (2002) | 14 | 2022-04-01 | PARTS
JL-0771-OD | BLACK FLEXIBLE S/S GAS CONNECTOR - 3/8"x 24" (1/2"Mx1/2"M) | 77 | 2022-04-01 | ACCESSORIES
JL-0771-RB | Type 1 Hose Connector 155->200 - 3/4"x 30": 1/2"x3/4" MPT | 122 | 2022-04-01 | ACCESSORIES
JL-0771-RC | Type 1 Hose Connector 45->130 - 1/2"x 30": 1/2"x1/2" MPT | 81 | 2022-04-01 | ACCESSORIES
JL-0771-XX | GAS CONN. - FLEXIBLE - 1/2" X 24" (F.F.) | 59 | 2022-04-01 | ACCESSORIES
JL-0771-YY | FLEXIBLE GAS CONN. - 3/4" X 36" (F.F.) | 186 | 2022-04-01 | ACCESSORIES
JL-0771-ZZ | GAS CONNECTOR - FLEXIBLE 3/4"x24" (F.F.) | 186 | 2022-04-01 | ACCESSORIES
JL-0772-XX | THERMOSTAT CONTROL SINGLE POLE120V | 71 | 2022-04-01 | ACCESSORIES
JL-0774-US | 60 MIN. TIMER | 182 | 2022-04-01 | ACCESSORIES
JL-0776-XX | TRANSFORMER AT72-40 VA | 127 | 2022-04-01 | ACCESSORIES
JL-0778-XX | TRANSFORMER 120V/24V 100 VA | 236 | 2022-04-01 | ACCESSORIES
JL-0779-XX | TRANSFORMER 120V/24V 150 VA | 284 | 2022-04-01 | ACCESSORIES
JL-0780-XX | TRANSFORMER 120V/24V 200 VA | 323 | 2022-04-01 | ACCESSORIES
JL-0781-AA | TRANSFORMER 120V/24V 350 VA | 412 | 2022-04-01 | ACCESSORIES
JL-0781-BB | TRANSFORMER 120V/24V 500 VA | 564 | 2022-04-01 | ACCESSORIES
JL-0781-XX | TRANSFORMER 120V/24V 250 VA | 354 | 2022-04-01 | ACCESSORIES
JL-0798-CS | CLEARANCE TO COMBUSTIBLE SIGN | 67 | 2022-04-01 | ACCESSORIES
JL-0798-JC | #8 JACK CHAIN - (BOX 50') - Heater Suspension | 109 | 2022-04-01 | ACCESSORIES
JL-0798-SH | S' HOOKS - 1-7/8" - PKG 25 | 41 | 2022-04-01 | ACCESSORIES
JL-0799-GA | GASKET - 1/8" X 1/2" X 5' | 17 | 2022-04-01 | PARTS
JL-0800-GR-B | GRIPPLE EXPRESS - SET OF TEN - 10ft Suspension Cable Kit | 304 | 2022-04-01 | ACCESSORIES
JL-0800-SH | SAFETY SNAP HOOKS - 2" - 24 PER PACKAGE | 72 | 2022-04-01 | ACCESSORIES
JL-0800-SH-B | SAFETY SNAP HOOKS - 2" - 100 PER PACKAGE | 222 | 2022-04-01 | ACCESSORIES
JL-0800-XX | #2 LION CHAIN - 200' - 115 LBS WORK LOAD | 178 | 2022-04-01 | ACCESSORIES
JM-0150-XX | TRUTEMP IR SENSING SET BACK THERMOSTAT | 247 | 2022-04-01 | ACCESSORIES
JM-0180-AA | SCREWS - TAMPER PROOF - TRU TEMP (2) | 12 | 2022-04-01 | ACCESSORIES
JM-0180-BB | TRU TEMP TAMPER PROOF TOOL | 110 | 2022-04-01 | ACCESSORIES
JM-0180-XX | TRU TEMP TAMPER PROOF SET (TOOL& SCREWS) | 110 | 2022-04-01 | ACCESSORIES
JM-0201-TS | 2-STAGE PATIO CONTROL: SINGLE SWITCH GANG | 109 | 2022-04-01 | ACCESSORIES
JM-0202-TS | 2-STAGE PATIO CONTROL: DOUBLE SWITCH GANG | 195 | 2022-04-01 | ACCESSORIES
JM-0203-TS | 2-STAGE PATIO CONTROL: TRIPLE SWITCH GANG | 282 | 2022-04-01 | ACCESSORIES
JM-0204-NT | PATIO PANEL (UP TO 4 ZONES) | 472 | 2022-04-01 | ACCESSORIES
JM-0208-NT | PATIO PANEL(UP TO 8 ZONES) | 593 | 2022-04-01 | ACCESSORIES
JM-0212-NT | PATIO PANEL (UP TO 12 ZONES) | 685 | 2022-04-01 | ACCESSORIES
JM-0300-AA | CONTROL CENTER R8285A1006B (REPLACES JM-0300-XX) | 193 | 2022-04-01 | ACCESSORIES
JM-0408-XX | ACP-8 ARENA CONTROL PANEL | 2098 | 2022-04-01 | ACCESSORIES
JM-0412-XX | ACP-12 ARENA CONTROL PANEL | 2260 | 2022-04-01 | ACCESSORIES
JM-0416-XX | ACP-16 ARENA CONTROL PANEL | 2463 | 2022-04-01 | ACCESSORIES
JM-0440-XX | 24 VOLT RED LIGHT | 15 | 2022-04-01 | PARTS
JM-0442-XX | 24 VOLT GREEN LIGHT | 23 | 2022-04-01 | PARTS
JM-0450-XX | RE-SET BUTTON | 26 | 2022-04-01 | PARTS
JM-0455-DD | TERMINAL BLOCK - 6 | 15 | 2022-04-01 | PARTS
JM-4000-XX | CONTROL PANEL ENCLOSURE KIT - NEMA RATED | 865 | 2022-04-01 | ACCESSORIES
JM-4005-XX | Enclosure - Control Panel for Electric Heaters (2 - Relays). | 722 | 2022-04-01 | ACCESSORIES
JM-4010-XX | Relay -Control Panel for Electric Heaters. 18A/600vac/24vac | 177 | 2022-04-01 | ACCESSORIES
JM-4015-XX | Relay -Control Panel for Electric Heaters. 32A/600vac/24vac | 294 | 2022-04-01 | ACCESSORIES
JM-4020-XX | Relay -Control Panel for Electric Heaters. 50A/600vac/24vac | 538 | 2022-04-01 | ACCESSORIES
JM-4025-XX | Relay -Control Panel for Electric Heaters. 75A/600vac/24vac | 686 | 2022-04-01 | ACCESSORIES
JM-4032-XX | Electric Heater 1 Zone Analog Control 30-4032 | 1214 | 2022-04-01 | ACCESSORIES
JM-4033-XX | Electric Heater 2 Zone Analog Control 30-4033 | 1620 | 2022-04-01 | ACCESSORIES
JM-4034-XX | Electric Heater 3 Zone Analog Control 30-4034 | 2065 | 2022-04-01 | ACCESSORIES
JM-4035-XX | Electric Heater 4 Zone Analog Control 30-4035 | 2502 | 2022-04-01 | ACCESSORIES
JM-4045-XX | Electric Heater 1 Zone Analog Control c/w Timer 30-4045 | 1570 | 2022-04-01 | ACCESSORIES
JM-4046-XX | Electric Heater 2 Zone Analog Control c/w Timer 30-4046 | 1977 | 2022-04-01 | ACCESSORIES
JM-4047-XX | Electric Heater 3 Zone Analog Control c/w Timer 30-4047 | 2400 | 2022-04-01 | ACCESSORIES
JM-4048-XX | Electric Heater 4 Zone Analog Control c/w Timer 30-4048 | 2842 | 2022-04-01 | ACCESSORIES
JM-4051-XX | Electric Heater 1 Relay Control Panel 30-4051 | 2349 | 2022-04-01 | ACCESSORIES
JM-4052-XX | Electric Heater 2 Relay Control Panel 30-4052 | 3067 | 2022-04-01 | ACCESSORIES
JM-4053-XX | Electric Heater 3 Relay Control Panel 30-4053 | 3881 | 2022-04-01 | ACCESSORIES
JM-4054-XX | Electric Heater 4 Relay Control Panel 30-4054 | 4711 | 2022-04-01 | ACCESSORIES
JM-4055-XX | Electric Heater 5 Relay Control Panel 30-4055 | 5698 | 2022-04-01 | ACCESSORIES
JM-4056-XX | Electric Heater 6 Relay Control Panel 30-4056 | 6672 | 2022-04-01 | ACCESSORIES
JM-4061-XX | Electric Heater 1 Relay Home Management Control Panel 30-4061 | 4186 | 2022-04-01 | ACCESSORIES
JM-4062-XX | Electric Heater 2 Relay Home Management Control Panel 30-4062 | 5756 | 2022-04-01 | ACCESSORIES
JM-4063-XX | Electric Heater 3 Relay Home Management Control Panel 30-4063 | 8546 | 2022-04-01 | ACCESSORIES
JM-4064-XX | Electric Heater 4 Relay Home Management Control Panel 30-4064 | 9912 | 2022-04-01 | ACCESSORIES
JM-4065-XX | Electric Heater 5 Relay Home Management Control Panel 30-4065 | 12892 | 2022-04-01 | ACCESSORIES
JM-4066-XX | Electric Heater 6 Relay Home Management Control Panel 30-4066 | 14271 | 2022-04-01 | ACCESSORIES
JM-4100-XX | Electric Heater Switch Single - ON/OFF 120V Flush Mount c/w S/S Wall Plate and Deep Gang Box | 218 | 2022-04-01 | ACCESSORIES
JM-4105-XX | Electric Heater Switch Dual - ON/OFF 120V Flush Mount c/w S/S Wall Plate and Deep Gang Box | 364 | 2022-04-01 | ACCESSORIES
JM-4110-XX | Electric Heater Switch Single - ON/OFF 120V Flush Mount c/w Weatherproof Cover | 232 | 2022-04-01 | ACCESSORIES
JM-4115-XX | Electric Heater Switch Dual - ON/OFF 120V Flush Mount c/w Weatherproof Cover | 423 | 2022-04-01 | ACCESSORIES
JM-4120-XX | Electric Heater Switch Single - ON/OFF 120V Surface Mount c/w Weatherproof Gang Box and Cover | 268 | 2022-04-01 | ACCESSORIES
JM-4125-XX | Elect Htr INF Input Regulator: Dual - Surface Mount c/w Weatherproof Gang Box and Cover 120v | 437 | 2022-04-01 | ACCESSORIES
JM-4125-XX | Electric Heater Switch Dual - ON/OFF 120V Surface Mount c/w Weatherproof Gang Box and Cover | 437 | 2022-04-01 | ACCESSORIES
JM-4200-XX | Electric Heater INF Input Regulator: Single - Flush Mount c/w S/S Wall Plate and Deep Gang Box | 241 | 2022-04-01 | ACCESSORIES
JM-4205-XX | Electric Heater INF Input Regulator: Dual - Flush Mount c/w S/S Wall Plate and Deep Gang Box | 386 | 2022-04-01 | ACCESSORIES
JM-4210-XX | Electric Heater INF Input Regulator: Single - Flush Mount c/w Weatherproof Cover | 268 | 2022-04-01 | ACCESSORIES
JM-4215-XX | Electric Heater INF Input Regulator: Dual - Flush Mount c/w Weatherproof Cover | 444 | 2022-04-01 | ACCESSORIES
JM-4220-XX | Electric Heater INF Input Regulator: Single - Surface Mount c/w Weatherproof Gang Box and Cover | 298 | 2022-04-01 | ACCESSORIES
JM-4225-XX | Electric Heater INF Input Regulator: Dual - Surface Mount c/w Weatherproof Gang Box and Cover | 482 | 2022-04-01 | ACCESSORIES
JM-4300-XX | Electric Heater Switch Single Duplex - Flush Mount c/w S/S Wall Plate and Gang Box | 232 | 2022-04-01 | ACCESSORIES
JM-4305-XX | Electric Heater Switch Dual Duplex - Flush Mount c/w S/S Wall Plate and Deep Box | 386 | 2022-04-01 | ACCESSORIES
JM-4310-XX | Electric Heater Switch Single Duplex - Flush Mount c/w Weatherproof Cover | 268 | 2022-04-01 | ACCESSORIES
JM-4315-XX | Electric Heater Switch Dual Duplex - Flush Mount c/w Weatherproof Cover | 437 | 2022-04-01 | ACCESSORIES
JM-4320-XX | Electric Heater Switch Single Duplex - Surface Mount c/w Weatherproof Box and Cover | 298 | 2022-04-01 | ACCESSORIES
JM-4325-XX | Electric Heater Switch Dual Duplex - Surface Mount c/w Weatherproof Box and Cover | 482 | 2022-04-01 | ACCESSORIES
JM-4400-XX | Electric Heater Switch Single - Flush Mount c/w S/S Wall Plate and Deep Gang Box | 218 | 2022-04-01 | ACCESSORIES
JM-4405-XX | Electric Heater Switch Dual - Flush Mount c/w S/S Wall Plate and Deep Gang Box | 364 | 2022-04-01 | ACCESSORIES
JM-4410-XX | Electric Heater Switch Single - Flush Mount c/w Weatherproof Cover | 232 | 2022-04-01 | ACCESSORIES
JM-4415-XX | Electric Heater Switch Dual - Flush Mount c/w Weatherproof Cover | 423 | 2022-04-01 | ACCESSORIES
JM-4420-XX | Electric Heater Switch Single - Surface Mount c/w Weatherproof Gang Box and Cover | 268 | 2022-04-01 | ACCESSORIES
JM-4425-XX | Electric Heater Switch Dual - Surface Mount c/w Weatherproof Gang Box and Cover | 437 | 2022-04-01 | ACCESSORIES
JO-0305-XX | IGNITOR/SENSOR PRIMO/SUPRA C/W 18" SEN. WIRE | 185 | 2022-04-01 | PARTS
JO-0309-XX | PRIMO 30 ORIFICE HOLDER | 213 | 2022-04-01 | PARTS
JO-0343-RG | PRIMO TILE RETAINER STUD RIVET GUN (Rental Only) | 983 | 2022-04-01 | PARTS
JO-0343-SR | PRIMO TILE RETAINER STRIP STUD RIVET REPAIR KIT (4 STUDS) | 42 | 2022-04-01 | PARTS
JO-0346-XX | PRIMO/SUPRA 20 GASKET SET | 149 | 2022-04-01 | PARTS
JO-0347-XX | PRIMO/SUPRA 30 GASKET SET | 202 | 2022-04-01 | PARTS
JO-0353-XX | CONV. KIT PRIMO 30, LP TO NG | 88 | 2022-04-01 | PARTS
JO-0370-CX | TILE - CERAMIC CERASCHWANK 14/4 EFFECT | 105 | 2022-04-01 | PARTS
JO-0375-XX | PLATE RESTR AERATION #45 | 15 | 2022-04-01 | PARTS
JO-0384-CP | BATTERY CAP - SPARK GENERATOR PARASOL PATIO | 6 | 2022-04-01 | PARTS
JO-0384-KT | RED BATTERY CAP - PKG OF 10 - PARASOL PATIO | 117 | 2022-04-01 | PARTS
JO-0384-KT-J | RED BATTERY CAP - PKG OF 10 - 4000-J | 117 | 2022-04-01 | PARTS
JO-0384-XX-J | SPARK GENERATOR - 1.5V - JOIN | 130 | 2022-04-01 | PARTS
JP-1236-HS | WIRELESS REMOTE 4 BUTTON HANDSET / TRANSMITTER | 152 | 2022-04-01 | ACCESSORIES
JP-1236-KT | WIRELESS REMOTE CONTROL KEYPAD TRANSMITTER | 197 | 2022-04-01 | ACCESSORIES
JP-1236-RK | WIRELESS REMOTE CONTROL RECEIVER KIT- FIELD INSTALLED | 282 | 2022-04-01 | ACCESSORIES
JP-2033-XX | GROMMET (STRAIN RELIEF) | 3 | 2022-04-01 | PARTS
JP-2100-BF-K | FRAME WITH RIVETS FOR BURNER SCREEN 2100 | 206 | 2022-04-01 | PARTS
JP-2100-BS | BURNER SCREEN FOR 2100 | 141 | 2022-04-01 | PARTS
JP-2100-CA | 2100 / 2300 HEATER BRACKET FOR CEILING MOUNT KIT (12G, 316 S/S) | 25 | 2022-04-01 | ACCESSORIES
JP-2100-CB-K | 2100 / 2300 CEILING MOUNT KIT (18G 316S/S) | 269 | 2022-04-01 | ACCESSORIES
JP-2100-CC | 2100 / 2300 CHANNEL BRACKET FOR CEILING MOUNT KIT (12G, 316 S/S) | 62 | 2022-04-01 | ACCESSORIES
JP-2100-CF-K | FRAME WITH RIVETS FOR CONTROL SCREEN 2100 | 99 | 2022-04-01 | PARTS
JP-2100-CS | CONTROL SCREEN FOR 2100 | 83 | 2022-04-01 | PARTS
JP-2100-FP-S | IO-100 Faceplate Assembly Kit (316 S/S) | 367 | 2022-04-01 | ACCESSORIES
JP-2100-FP-SP | IO-100 Faceplate Assembly Kit (316 S/S) - Painted Black | 367 | 2022-04-01 | ACCESSORIES
JP-2100-MB | 2100 / IO-100 WALL MOUNT BRACKET | 285 | 2022-04-01 | ACCESSORIES
JP-2101-XX | PATIO GROMMET INLET GAS 1/2" | 2 | 2022-04-01 | PARTS
JP-2300-DF | 2300 / IO210 SERIES DOOR FASTENER | 9 | 2022-04-01 | PARTS
JP-2300-EN | PATIOSCHWANK 2300 END INSULATION | 18 | 2022-04-01 | PARTS
JP-2300-EP | PATIOSCHWANK 2300 END PLATE | 39 | 2022-04-01 | PARTS
JP-2300-HB | 2300/2100 HEATER MOUNTING BRACKET | 204 | 2022-04-01 | PARTS
JP-2300-IE | PATIOSCHWANK 2300 INSULATED END | 33 | 2022-04-01 | PARTS
JP-2300-MB | 2300 / IO-210 WALL MOUNT BRACKET | 268 | 2022-04-01 | ACCESSORIES
JP-2300-MK | 2100/2300 & IO-100/IO-210 MOUNTING ARM KIT | 410 | 2022-04-01 | ACCESSORIES
JP-2300-PC | 2300 / IO 210 POLE CLAMP | 30 | 2022-04-01 | PARTS
JP-2300-PK | 2300 / IO 210 POLE MOUNTING KIT | 251 | 2022-04-01 | ACCESSORIES
JP-2300-SD | PATIOSCHWANK 2300 SERVICE DOOR | 30 | 2022-04-01 | PARTS
JP-2300-SR | PATIOSCHWANK 2300 SCREEN RETAINER | 46 | 2022-04-01 | PARTS
JP-2300-VN | INSULATION 2300 VENTURI (1/4" x 7-3/16" x 11-7/8") | 13 | 2022-04-01 | PARTS
JP-2313-CV | PATIOSCHWANK 2313 TOP COVER | 55 | 2022-04-01 | PARTS
JP-2313-TN | INSULATION 2313 HORIZONTAL (1/4" x 18" x 18-7/8") | 36 | 2022-04-01 | PARTS
JP-2315-BS-K | PATIOSCHWANK 2313-2315 BIRD SCREEN KIT | 174 | 2022-04-01 | PARTS
JP-2315-SC | PATIOSCHWANK 2313-2315 SS SCREEN | 1216 | 2022-04-01 | PARTS
JP-2315-SS | PATIOSCHWANK 2313-2315 (316 SS) SCREEN | 1216 | 2022-04-01 | PARTS
JP-2315-TN | HORIZONTAL INSULATION FOR 2315 | 75 | 2022-04-01 | PARTS
JP-2352-SR | PATIOSCHWANK 2352 SCREEN RETAINER (316 S/S) | 118 | 2022-04-01 | PARTS
JP-2573-EK | DSI CONTROL KIT (FENWAL) - ECO | 252 | 2022-04-01 | PARTS
JP-2573-FK | DSI CONTROL KIT (FENWAL) - 2300/2100 | 252 | 2022-04-01 | PARTS
JP-2573-FW | DSI - FENWAL - 35-605506-017 - 24V - 2300/IO 210 | 200 | 2022-04-01 | PARTS
JP-2573-LP-KT | DSI - FENWAL - 35-605506-017 - LP - REPL KIT | 278 | 2022-04-01 | PARTS
JP-4001-BL | PATIO 4001/2 - 4401/2 BURNER ASSEMBLY - LP | 530 | 2022-04-01 | PARTS
JP-4001-BL-C | PATIO CONICAL BURNER ASS'Y-JOIN - LP | 991 | 2022-04-01 | PARTS
JP-4001-BL-J | PATIO 4000-L - 4400-L BURNER ASS'Y-JOIN - LP | 648 | 2022-04-01 | PARTS
JP-4001-BN | PATIO 4N11/2 - 44N1/2 BURNER ASSEMBLY - NG | 530 | 2022-04-01 | PARTS
JP-4001-BN-C | PATIO CONICAL BURNER ASS'Y-JOIN - NG | 965 | 2022-04-01 | PARTS
JP-4001-BN-J | PATIO 4000-N - 4400-N BURNER ASS'Y-JOIN - NG | 648 | 2022-04-01 | PARTS
JP-4001-XX-J | 4001/2-J HEATER BURNER BASE | 37 | 2022-04-01 | PARTS
JP-4002-XX-J | PATIO SERIES 4001/2 HEATER BASE SCREEN JOIN | 51 | 2022-04-01 | PARTS
JP-4003-XX | PATIO SERIES 4001/2 HEATER MANTLE BASE | 98 | 2022-04-01 | PARTS
JP-4005-LP-J | 4001/2-4401/2 GAS CONTROL KNOB-LP-JOIN Series | 19 | 2022-04-01 | PARTS
JP-4005-XX | PATIO SERIES 4001/2/5/6/8/9 HEATER KNOB | 19 | 2022-04-01 | PARTS
JP-4005-XX-J | 4N11/2-44N1/2 GAS CONTROL KNOB-NG-JOIN Series | 19 | 2022-04-01 | PARTS
JP-4007-ST-J | 4000-J HEATER GAS CONTROL - LP straight through | 175 | 2022-04-01 | PARTS
JP-4007-XN | PATIO SERIES 4000 HEATER GAS CONTROL - NG converted | 139 | 2022-04-01 | PARTS
JP-4007-XX | PATIO SERIES 4000 HEATER GAS CONTROL | 117 | 2022-04-01 | PARTS
JP-4007-XX-J | 4000-J HEATER GAS CONTROL - LP or NG | 143 | 2022-04-01 | PARTS
JP-4008-LP | PATIO SERIES 4001/2/3 HTR MAIN ORIFICE | 11 | 2022-04-01 | PARTS
JP-4009-CB | 4002/5 CONICAL BURNER DISK W/ HEAT SEPERATOR | 165 | 2022-04-01 | PARTS
JP-4009-OL-J | LP ORIFICE- 4000-J PATIO HEATER | 10 | 2022-04-01 | PARTS
JP-4009-XX | BURNER 4000 | 84 | 2022-04-01 | PARTS
JP-4010-CB | 4002/5 CONICAL MANTLE / FLAME SCREEN | 317 | 2022-04-01 | PARTS
JP-4010-XX | PATIO SERIES 4001/2 MANTLE | 347 | 2022-04-01 | PARTS
JP-4010-XX-J | 4001/2-J MANTLE c/w REFLECTOR SUPPORT STUDS | 123 | 2022-04-01 | PARTS
JP-4013-KT | SER.4000 WING NUT & WASHER KIT Set of 3 | 35 | 2022-04-01 | PARTS
JP-4013-KT-J | SERIES 4000 WING NUT & WASHER KIT Set of 3 (JOIN) | 35 | 2022-04-01 | PARTS
JP-4013-WB-J | SERIES 4000 WING BOLT & WASHER KIT Set of 3 (JOIN) | 40 | 2022-04-01 | PARTS
JP-4014-KT-J | SERIES 4000 WING NUT KIT Set of 12 | 45 | 2022-04-01 | PARTS
JP-4016-TS-J | SERIES 4000 TIP SWITCH - JOIN | 43 | 2022-04-01 | PARTS
JP-4016-XX-J | SERIES 4000 THERMOCOUPLE - JOIN (WITH PIN) | 45 | 2022-04-01 | PARTS
JP-4016-XX-J2 | SERIES 4000 THERMOCOUPLE - JOIN (WITH NUTS) 18" | 44 | 2022-04-01 | PARTS
JP-4017-CB | SERIES 4000 IGNITOR/THERMOCOUPLE BRACKET | 6 | 2022-04-01 | PARTS
JP-4017-KT | SERIES 4000 REFLECTOR SUPPORT SPACER KIT | 35 | 2022-04-01 | PARTS
JP-4017-KT-J | SERIES 4000 REFLECTOR SUPPORT SPACER KIT JOIN | 35 | 2022-04-01 | PARTS
JP-4018-KT | IGNITER/ELECTRODE/CABLE/THERMAL COAT KIT | 53 | 2022-04-01 | PARTS
JP-4018-KT-24J | IGNITER ELECTRODE/CABLE/THERMAL COAT KIT - 24V 4000-J (1/4") | 53 | 2022-04-01 | PARTS
JP-4018-KT-J | 4001/2-J IGNITER ELECTRODE/CABLE/THERMAL COAT KIT | 53 | 2022-04-01 | PARTS
JP-4018-XX | SERIES 4001/2/3 WIND BAFFLE | 11 | 2022-04-01 | PARTS
JP-4019-XX | PATIO 4001/2/3 SERIES GPOMMET LARGE | 6 | 2022-04-01 | PARTS
JP-4019-XX-J | PATIO 4001/2/3 SERIES HAND-HOLE GROMMET - JOIN | 6 | 2022-04-01 | PARTS
JP-401L-KL | BURNER HEAD KIT 4000/4400 LP - With Reflector | 707 | 2022-04-01 | PARTS
JP-4020-KT | SERIES 4001/2 RETRACTABLE WHEELS | 199 | 2022-04-01 | PARTS
JP-4020-KT-J | 4002-J WHEEL KIT POWDER COAT HEATERS | 51 | 2022-04-01 | PARTS
JP-4020-SK-J | 4001-J WHEEL KIT STAINLESS STEEL HEATERS | 72 | 2022-04-01 | PARTS
JP-4020-XX | PATIO 4000 SERIES REFLECTOR INNER | 728 | 2022-04-01 | PARTS
JP-4021-BK | SERIES 4001/2 BASE BLACK | 91 | 2022-04-01 | PARTS
JP-4021-SS | SERIES 4001 BASE STAINLESS STEEL | 245 | 2022-04-01 | PARTS
JP-4024-BK | SERIES 4001/2 SUPPORTS-BLACK-Set of 3 | 47 | 2022-04-01 | PARTS
JP-4024-BK-J | SERIES 4001/2-J SUPPORTS-BLACK-Set of 3 | 70 | 2022-04-01 | PARTS
JP-4024-SS | SERIES 4001/2 SUPPORTS-STAINLESS STEEL | 50 | 2022-04-01 | PARTS
JP-4024-SS-J | SERIES 4001/5 SUPPORTS-STAINLESS STEEL (SET OF 3) | 74 | 2022-04-01 | PARTS
JP-4025-XX | SERIES 4001/2/3 NUT & BOLT Set of 6 | 6 | 2022-04-01 | PARTS
JP-4027-BK | SERIES 4001/2 POST-BLACK | 163 | 2022-04-01 | PARTS
JP-4027-BK-J | 4001/2 POST-BLACK JOIN | 163 | 2022-04-01 | PARTS
JP-4027-SS | SERIES 4001/2 POST-STAINLESS STEEL | 205 | 2022-04-01 | PARTS
JP-4027-SS-J | Stainless Steel Post 4001 | 168 | 2022-04-01 | PARTS
JP-4028-HG-J | PATIO 4N11/2 CANNISTER/HOSE GROMMET (RB-105) - JOIN | 12 | 2022-04-01 | PARTS
JP-4029-RG | SERIES 4N11/2 NG REGULATOR | 41 | 2022-04-01 | PARTS
JP-4029-XX | SERIES 4001/2/3 REGULATOR & 12" HOSE | 79 | 2022-04-01 | PARTS
JP-4029-XX-J | 4005 - 51" HOSE & LP REGULATOR w/ CYLINDER CONNECTION | 125 | 2022-04-01 | PARTS
JP-4031-BK | SERIES 4001/2 CYLINDER HOUSING-BLACK | 267 | 2022-04-01 | PARTS
JP-4031-SS | SERIES 4001 CYLINDER HOUSING-STAINLESS | 405 | 2022-04-01 | PARTS
JP-4031-SS-J | SERIES 4001 CYLINDER HOUSING-STAINLESS-JOIN | 347 | 2022-04-01 | PARTS
JP-4034-KT | SERIES 4001/2/3 HEATER SCREW Set of 12 | 18 | 2022-04-01 | PARTS
JP-4042-KT | SERIES 4001/2/3 HEATER SCREW Set of 3 | 18 | 2022-04-01 | PARTS
JP-4055-JN | 4N11/12 INTERNAL HOSE- 3/8 x 45" 3/8 FM FLAIR x 3/8 FM FLAIR | 65 | 2022-04-01 | PARTS
JP-4058-BK | SERIES 4005/6 POST-BLACK | 245 | 2022-04-01 | PARTS
JP-4058-GR | SERIES 4005/6 POST - STAINLESS STEEL | 448 | 2022-04-01 | PARTS
JP-4060-XX | SERIES 4005/6 PLASTIC BASE COVER | 62 | 2022-04-01 | PARTS
JP-4062-BK | SERIES 4005/6 GROUND PLATE- BLACK | 139 | 2022-04-01 | PARTS
JP-4062-SS-J | SER.4N51-J BASE PLATE-STAINLESS STEEL | 163 | 2022-04-01 | PARTS
JP-4070-CB | 4000 SERIES ONE PIECE REFLECTOR - 32" | 213 | 2022-04-01 | PARTS
JP-4089-XX | Base weight for 4005 portable heater 18.25lbs | 65 | 2022-04-01 | PARTS
JP-4PST-SS | S/S SINGLE POST FOR PS-4SN5-CB & PS-4SL5-CB | 466 | 2022-04-01 | PARTS
JP-4SN5-CB | S/S N.G. BURNER & BASE FOR PS-4SN5-CB | 1331 | 2022-04-01 | PARTS
JP-S300-EP | PATIOSCHWANK 2300 END PLATE S/S | 63 | 2022-04-01 | PARTS
JP-S300-HS | PATIOSCHWANK 2300 HANGING SUPPORT S/S | 157 | 2022-04-01 | PARTS
JP-S300-PE | PATIOSCHWANK 2300 PIPE END S/S | 65 | 2022-04-01 | PARTS
JP-S300-SD | PATIOSCHWANK 2300 SERVICE DOOR S/S | 53 | 2022-04-01 | PARTS
JS-040P-BN | CAR WASH STW-JZ BURNER KIT 40M BTU NG (USA) | 2529 | 2022-04-01 | EQUIPMENT
JS-040W-CN | OUTDOOR SPW-JZ BURNER KIT 40M BTU NG (CAN) | 2347 | 2022-04-01 | EQUIPMENT
JS-045P-CN | STW-JZ CAR WASH BURNER KIT 45M BTU NG CDN | 2508 | 2022-04-01 | EQUIPMENT
JS-045W-CN | SPW-JZ OUTDOOR BURNER KIT 45M BTU NG CDN | 2122 | 2022-04-01 | EQUIPMENT
JS-0500-SK | Stainless Steel Tube with Holes + Rivet + Coupler | 541 | 2022-04-01 | PARTS
JS-0500-SS-P | S/S TUBE SWAGED - STEEL FLANGE (C/W SIGHT GLASS) | 601 | 2022-04-01 | PARTS
JS-0500-SW | STAINLESS STEEL TUBE SWAGED | 545 | 2022-04-01 | PARTS
JS-0500-SW-H | S/S (439) TUBE SWAGED c/w (3) 1/4" HOLES | 400 | 2022-04-01 | PARTS
JS-0500-XX-P | S/S TUBE - STEEL FLANGE (C/W SIGHT GLASS) NO SWAGE | 601 | 2022-04-01 | PARTS
JS-0500-ZZ | FLANGE ADAPTER 4" STS 60-200 | 146 | 2022-04-01 | PARTS
JS-0501-AR | ALUMINIZED TUBE 10' (ARROW) | 355 | 2022-04-01 | PARTS
JS-0501-CW-P | ALUMINIZED TUBE/FLANGE/SENSOR HOLE cw | 452 | 2022-04-01 | PARTS
JS-0501-PA-P | ALUMINIZED TUBE W/FLANGE PAINTED | 507 | 2022-04-01 | PARTS
JS-0501-PW | FLANGE ADAPTER 4" SPW/IWP 60-200 PAINTED | 108 | 2022-04-01 | PARTS
JS-0501-SK | ALUMINIZED TUBE 10' SWAGED c/w 1/4" hole, rivet + coupler | 394 | 2022-04-01 | PARTS
JS-0501-SW | ALUMINIZED TUBE 10' SWAGED | 355 | 2022-04-01 | PARTS
JS-0501-SW-P | ALUMINIZED TUBE W/FLANGE SWAGED 60-155 | 479 | 2022-04-01 | PARTS
JS-0501-USST | ALUMINIZED "SSTU" TUBE SWAGED 60" | 431 | 2022-04-01 | PARTS
JS-0501-UT-R | ALUMINIZED FLANGE "U" TUBE SWAGED (C/W S/G) ROTATES BOTH DIRECTIONS 40MBTH | 865 | 2022-04-01 | PARTS
JS-0501-XX-P | ALUMINIZED TUBE W/FLANGE | 479 | 2022-04-01 | PARTS
JS-0501-ZZ | ADAPTER FLANGE 4" STSp 60-200 | 92 | 2022-04-01 | PARTS
JS-0502-BU | REFLECTOR WIDE 24" X 120" | 199 | 2022-04-01 | PARTS
JS-0502-BU-5 | REFLECTOR WIDE 24" X 60" | 193 | 2022-04-01 | PARTS
JS-0502-EC | SST REFLECTOR END CAP | 41 | 2022-04-01 | PARTS
JS-0502-EM | REFLECTOR 18"x120" | 165 | 2022-04-01 | PARTS
JS-0502-EM-S | REFLECTOR 18"x120" S/S | 469 | 2022-04-01 | PARTS
JS-0502-ES | SE SERIES REFLECTOR END CAP | 23 | 2022-04-01 | PARTS
JS-0502-ES-S | -SX TUBE KIT REFLECTOR END CAP S/S | 96 | 2022-04-01 | PARTS
JS-0502-GR | BLACK TUXEDO GRILL | 323 | 2022-04-01 | PARTS
JS-0502-HE | REFLECTOR ASSEMBLY- HE - 116" | 484 | 2022-04-01 | PARTS
JS-0502-JZ | ALUMINIZED REFLECTOR 24"x116" -JZ, IQ, IW | 190 | 2022-04-01 | PARTS
JS-0502-ND | U REFLECTOR END CAP | 37 | 2022-04-01 | PARTS
JS-0502-SS | STAINLESS STEEL REFLECTOR 24"x123" | 199 | 2022-04-01 | PARTS
JS-0502-ST | ALUMINIZED REFLECTOR 24"x120" -SST TUBE KIT | 117 | 2022-04-01 | PARTS
JS-0502-ST-S | STAINLESS STEEL REFLECTOR 24"x116" | 469 | 2022-04-01 | PARTS
JS-0502-STU | ALUMINIZED REFLECTOR 24"x120" -SSTU TUBE KIT | 165 | 2022-04-01 | PARTS
JS-0502-STU-5 | ALUMINIZED REFLECTOR 24" x 60" -SSTU TUBE KIT | 121 | 2022-04-01 | PARTS
JS-0502-SZ | 116" REFLECTOR S/S | 469 | 2022-04-01 | PARTS
JS-0502-UL | -UL TUBE KIT REFLECTOR END CAP | 23 | 2022-04-01 | PARTS
JS-0502-UR | P40U SERIES REFLECTOR | 199 | 2022-04-01 | PARTS
JS-0502-UR-GK | P40 SERIES - ZINC COATED PROTECTIVE GUARD KIT | 312 | 2022-04-01 | ACCESSORIES
JS-0502-UR-R | P40R SERIES REFLECTOR | 199 | 2022-04-01 | PARTS
JS-0502-UT | P40U SERIES REFLECTOR END CAP | 25 | 2022-04-01 | PARTS
JS-0502-UT-R | P40U SERIES REFLECTOR END CAP | 26 | 2022-04-01 | PARTS
JS-0503-AA | ALUMINIZED STS REFLECTOR 24"x60" | 165 | 2022-04-01 | PARTS
JS-0503-UL | REFLECTOR CAP 90° ELBOW ULTRA | 182 | 2022-04-01 | PARTS
JS-0503-US | REFLECTOR CAP 90° ELBOW STSp-UA | 105 | 2022-04-01 | PARTS
JS-0503-ZZ | ALUMINIZED REFLECTOR STSP 24"x60" | 199 | 2022-04-01 | PARTS
JS-0504-JZ | REFLECTOR ANGLE MOUNT ADAPTER 90/180° ELBOW -JZ/IQ | 30 | 2022-04-01 | PARTS
JS-0504-KT | Reflector Angle Mount Adapter Kit w/Fastening Hardware | 86 | 2022-04-01 | PARTS
JS-0504-SS-TAD | SSTM COMBUSTION CHAMBER ACCESS DOOR | 19 | 2022-04-01 | PARTS
JS-0504-SS-TM | SSTM COMBUSTION CHAMBER | 279 | 2022-04-01 | PARTS
JS-0504-WP | OUTER BURNER STS WP | 205 | 2022-04-01 | PARTS
JS-0504-XX | OUTER BURNER ASSEMBLY | 182 | 2022-04-01 | PARTS
JS-0505-BU-A | U TUBE HANGER 2006 STYLE from ARROW | 77 | 2022-04-01 | PARTS
JS-0505-EH | SMALL WIRE HANGER | 34 | 2022-04-01 | PARTS
JS-0505-JZ | WEBBED TUBE HANGER - JZ, IQ | 26 | 2022-04-01 | PARTS
JS-0505-PH | End Plate Hanger Super Tube | 61 | 2022-04-01 | PARTS
JS-0505-SH | PLATE HANGER S/S | 53 | 2022-04-01 | PARTS
JS-0505-SR | REFLECTOR END PLATE S/S | 57 | 2022-04-01 | PARTS
JS-0505-SS | STAINLESS STEEL END PLATE | 130 | 2022-04-01 | PARTS
JS-0505-SST-U | TUBE HANGER SST-U | 41 | 2022-04-01 | PARTS
JS-0505-ST | Wire Hanger Super Tube | 34 | 2022-04-01 | PARTS
JS-0505-SZ | WEBBED TUBE HANGER S/S - JZ, IQ | 109 | 2022-04-01 | PARTS
JS-0505-UH | WIRE HANGER + CROSS BEAM + 4" TUBE "U" BRACKET | 77 | 2022-04-01 | PARTS
JS-0505-UL | WIRE SUSPENSION HANGER UL | 77 | 2022-04-01 | PARTS
JS-0505-UW | WIRE HANGER ULTRA | 34 | 2022-04-01 | PARTS
JS-0505-WR | WIRE HANGER DEEP REFLECTOR | 35 | 2022-04-01 | PARTS
JS-0506-JZ | END PLATE HANGER - JZ, IQ | 41 | 2022-04-01 | PARTS
JS-0506-RB | REFLECTOR BRACE | 15 | 2022-04-01 | PARTS
JS-0506-SB | REFLECTOR BRACE S/S | 21 | 2022-04-01 | PARTS
JS-0506-SZ | END PLATE HANGER S/S - JZ, IQ | 109 | 2022-04-01 | PARTS
JS-0506-UH-R | PLATE HANGER 40-R "U" TUBE | 55 | 2022-04-01 | PARTS
JS-0506-XX | REFLECTOR STABILIZER | 8 | 2022-04-01 | PARTS
JS-0508-JZ | ELBOW KIT - 90° MODULAR - JZ, SYSTEM | 289 | 2022-04-01 | ACCESSORIES
JS-0508-JZ-2 | ELBOW KIT - 90° MODULAR - STW-JZ2 SERIES | 746 | 2022-04-01 | ACCESSORIES
JS-0508-SM | ELBOW KIT - 90 DEG - SEM & IT | 213 | 2022-04-01 | ACCESSORIES
JS-0508-SST | ELBOW KIT - 90 DEG - SUPERTUBE MODELS | 343 | 2022-04-01 | ACCESSORIES
JS-0508-UL | 90° ELBOW KIT - UL | 289 | 2022-04-01 | ACCESSORIES
JS-0509-KT | SIDE REFLECTOR - 10" X 9' 8" w/ 'S' Hooks | 86 | 2022-04-01 | ACCESSORIES
JS-0510-KT | BURNER HEAD KIT - STSp 45-80 | 229 | 2022-04-01 | PARTS
JS-0510-LP | BURNER HEAD - 60-80 | 208 | 2022-04-01 | PARTS
JS-0510-LP-45 | BURNER HEAD 45,000 - w. center hole | 81 | 2022-04-01 | PARTS
JS-0511-SW-P | TUBE - PAINTED ALUMINIZED - SWAGED | 360 | 2022-04-01 | PARTS
JS-0511-XX-P | TUBE - PAINTED ALUM - NO FLANGE | 360 | 2022-04-01 | PARTS
JS-0512-CA | BURNER CUP - CAST ALUMINUM | 112 | 2022-04-01 | PARTS
JS-0512-KT | BURNER HEAD KIT - STSp - 110-200 | 229 | 2022-04-01 | PARTS
JS-0512-SS-TM | BURNER CUP - STEEL - SSTM | 68 | 2022-04-01 | PARTS
JS-0512-UL | BURNER CUP - CAST ALUMINUM | 112 | 2022-04-01 | PARTS
JS-0512-XX | BURNER HEAD - LARGE | 208 | 2022-04-01 | PARTS
JS-0513-TB | U TUBE - TURN AROUND BOX | 278 | 2022-04-01 | PARTS
JS-0515-SW | STEEL TUBE 10' SWAGED | 242 | 2022-04-01 | PARTS
JS-0515-SW-5 | PAINTED STEEL TUBE 5' SWAGED | 245 | 2022-04-01 | PARTS
JS-0515-SW-5S | STEEL TUBE 5' SWAGED | 197 | 2022-04-01 | PARTS
JS-0515-SW-P | PAINTED STEEL TUBE 10' SWAGED | 268 | 2022-04-01 | PARTS
JS-0515-SW-PH | PAINTED STEEL TUBE 10' SWAGED c/w 1/4" HOLE | 250 | 2022-04-01 | PARTS
JS-0515-XX-P | PAINTED STEEL TUBE 10' | 242 | 2022-04-01 | PARTS
JS-0518-FW | HI VOLTAGE WIRE - FENWAL TUBE - (24") | 23 | 2022-04-01 | PARTS
JS-0518-SA | HI VOLTAGE WIRE - STW 2 x 1/4" FEMALE SPADE | 24 | 2022-04-01 | PARTS
JS-0518-XX | HI VOLTAGE WIRE - (24") | 23 | 2022-04-01 | PARTS
JS-0520-AZ-P | STSP 6" REFLECTOR SLIDE | 37 | 2022-04-01 | PARTS
JS-0521-XX | FLUE PIPE ADAPTER | 18 | 2022-04-01 | PARTS
JS-0527-AX | NUTS & BOLTS 5/16" | 6 | 2022-04-01 | PARTS
JS-0527-JZ | REFLECTOR FASTENER KIT 10' JZ-IQ | 6 | 2022-04-01 | PARTS
JS-0527-XX | NUTS (CAN) STS | 13 | 2022-04-01 | PARTS
JS-0532-SE | FAI ADAPTER | 77 | 2022-04-01 | ACCESSORIES
JS-0532-VC | FRESH AIR INTAKE VENT CAP | 34 | 2022-04-01 | ACCESSORIES
JS-0533-LG | TURBULATOR 10' | 59 | 2022-04-01 | PARTS
JS-0533-SH | TURBULATOR SHORT 4' | 39 | 2022-04-01 | PARTS
JS-0533-SK | TURBULATOR 39" x 2" STAINLESS STEEL | 97 | 2022-04-01 | PARTS
JS-0533-SL | TURBULATOR 8' x 2" STAINLESS STEEL | 114 | 2022-04-01 | PARTS
JS-0533-SS | TURBULATOR 5' x 1.25" STAINLESS STEEL | 59 | 2022-04-01 | PARTS
JS-0533-TA | TURBULATOR 36" x 2.25" ALUMINIZED | 21 | 2022-04-01 | PARTS
JS-0533-UA | TURBULATOR 2' | 39 | 2022-04-01 | PARTS
JS-0533-UG | TURBULATOR 6' | 44 | 2022-04-01 | PARTS
JS-0534-SS | TURBULATOR 5' 45000 7 PLATES | 205 | 2022-04-01 | PARTS
JS-0535-XX | S/S STAMPED TURBULATOR - 100MBH | 205 | 2022-04-01 | PARTS
JS-0536-GA | GASKET - OBSERVATION PORT | 11 | 2022-04-01 | PARTS
JS-0536-PK | OBSERVATION PORT ASSEMBLY PAINTED | 32 | 2022-04-01 | PARTS
JS-0536-SK | OBSERVATION PORT ASSEMBLY S/S | 37 | 2022-04-01 | PARTS
JS-0536-XX | GLASS SIGHT ASSEMBLY TUBE HEATER | 28 | 2022-04-01 | PARTS
JS-0555-TC | CONV. KIT SET-80/60 - NG TO LP | 76 | 2022-04-01 | ACCESSORIES
JS-0555-TD | CONV. KIT SET-80/60 - LP TO NG | 76 | 2022-04-01 | ACCESSORIES
JS-0555-TG | CONV. KIT SET-110/75 - NG TO LP | 76 | 2022-04-01 | ACCESSORIES
JS-0555-TH | CONV. KIT SET-110/75 - LP TO NG | 76 | 2022-04-01 | ACCESSORIES
JS-0555-TK | CONV. KIT SET-130/90 - NG TO LP | 76 | 2022-04-01 | ACCESSORIES
JS-0555-TL | CONV. KIT SET-130/90 - LP TO NG | 78 | 2022-04-01 | ACCESSORIES
JS-0555-TO | CONV. KIT SET-155/110 - NG TO LP | 76 | 2022-04-01 | ACCESSORIES
JS-0555-TP | CONV. KIT SET-155/110 - LP TO NG | 76 | 2022-04-01 | ACCESSORIES
JS-0555-XA | CONVERSION KIT PU40 - 40 MBH NG TO LP | 56 | 2022-04-01 | ACCESSORIES
JS-0555-XB | CONVERSION KIT PU40 - 40 MBH LPTO NG | 56 | 2022-04-01 | ACCESSORIES
JS-0556-XA | CONV. KIT STSp/STR/SER/IR 45, NG TO LP | 86 | 2022-04-01 | ACCESSORIES
JS-0556-XB | CONV. KIT STSp/STR/SER/IR 45, LP TO NG | 86 | 2022-04-01 | ACCESSORIES
JS-0556-XC | CONV. KIT STS/IQ, STR/IRB 45-X1, NG TO LP | 86 | 2022-04-01 | ACCESSORIES
JS-0556-XE | CONV. KIT S100/ITB 45, NG TO LP | 78 | 2022-04-01 | ACCESSORIES
JS-0556-XF | CONV. KIT S100/ITB 45, LP TO NG | 78 | 2022-04-01 | ACCESSORIES
JS-0557-XX | CONVERSION KIT STS-60 NG TO LP | 54 | 2022-04-01 | ACCESSORIES
JS-0558-XX | CONVERSION KIT STS-60 LP TO NG | 54 | 2022-04-01 | ACCESSORIES
JS-0559-XX | CONVERSION KIT STS-80 NG TO LP | 54 | 2022-04-01 | ACCESSORIES
JS-0560-XX | CONVERSION KIT STS-80 LP TO NG | 54 | 2022-04-01 | ACCESSORIES
JS-0561-XB | CONVERSION KIT -FB-110, -B-110 NG TO LP | 223 | 2022-04-01 | ACCESSORIES
JS-0561-XX | CONVERSION KIT STS-110 NG TO LP | 54 | 2022-04-01 | ACCESSORIES
JS-0562-XB | CONVERSION KIT -FB-110, -B-110 LP TO NG | 182 | 2022-04-01 | ACCESSORIES
JS-0562-XX | CONVERSION KIT STS-110 LP TO NG | 54 | 2022-04-01 | ACCESSORIES
JS-0563-XB | CONVERSION KIT -FB-130, -B-130 NG TO LP | 76 | 2022-04-01 | ACCESSORIES
JS-0563-XX | CONVERSION KIT STS-130 NG TO LP | 54 | 2022-04-01 | ACCESSORIES
JS-0564-XB | CONVERSION KIT -FB-130, -B-130 LP TO NG | 76 | 2022-04-01 | ACCESSORIES
JS-0564-XX | CONVERSION KIT STS-130 LP TO NG | 54 | 2022-04-01 | ACCESSORIES
JS-0565-XX | CONVERSION KIT STS-150 NG TO LP | 54 | 2022-04-01 | ACCESSORIES
JS-0566-XX | CONVERSION KIT STS-155 LP TO NG | 54 | 2022-04-01 | ACCESSORIES
JS-0567-AA | CONVERSION KIT STSp-175 NG TO LP | 54 | 2022-04-01 | ACCESSORIES
JS-0567-AS | CONVERSION KIT VR8205H S.O. VALVE -175 NG TO LP | 223 | 2022-04-01 | ACCESSORIES
JS-0567-BB | CONVERSION KIT STSp-175 LP TO NG | 51 | 2022-04-01 | ACCESSORIES
JS-0567-BS | CONVERSION KIT VR8205K S.O. VALVE -175 LP TO NG | 179 | 2022-04-01 | ACCESSORIES
JS-0567-CC | CONVERSION KIT STSp-200 NG TO LP | 54 | 2022-04-01 | ACCESSORIES
JS-0567-DD | CONVERSION KIT STSp-200 LP TO NG | 51 | 2022-04-01 | ACCESSORIES
JS-0567-DS | CONVERSION KIT VR8205K S.O. VALVE 200 LP TO NG | 77 | 2022-04-01 | ACCESSORIES
JS-0568-CC | THERMOSTAT RELAY 24V | 33 | 2022-04-01 | ACCESSORIES
JS-0569-DT | DIGITAL TWO STAGE THERMOSTAT - 24 volt Luminous | 384 | 2022-04-01 | ACCESSORIES
JS-0569-DT-P | DIGITAL TWO STAGE PROGRAMMABLE THERMOSTAT - 24 volt Luminous | 637 | 2022-04-01 | ACCESSORIES
JS-0569-WR | 24 volt Luminous DIGITAL THERMOSTAT | 119 | 2022-04-01 | ACCESSORIES
JS-0570-TT | MOISTURE PROOF NEMA 4X TWO STAGE THERMOSTAT (TH109) | 350 | 2022-04-01 | ACCESSORIES
JS-0570-XX | MOISTURE PROOF THERMOSTAT (F1092) | 171 | 2022-04-01 | ACCESSORIES
JS-0572-SE | SE P.V.C. TUBING SET (2x 20") | 15 | 2022-04-01 | PARTS
JS-0572-SG | P.V.C. TUBING SINGLE PIECE 1/4" x 20" | 13 | 2022-04-01 | PARTS
JS-0572-XX | P.V.C. TUBING SET (19" & 22") | 21 | 2022-04-01 | PARTS
JS-0573-FH | WIRING HARNESS - FENWAL - SE SERIES | 37 | 2022-04-01 | PARTS
JS-0573-FW | DSI - FENWAL - 120V - BARE BOARD - SE | 452 | 2022-04-01 | PARTS
JS-0573-RP | DSI CONTROL FENWAL120V BOARD REPL KIT SE | 545 | 2022-04-01 | PARTS
JS-0575-UL | AIR PROVING SWITCH - .70" W.C. | 50 | 2022-04-01 | PARTS
JS-0575-XX | AIR PROVING SWITCH - .20" W.C. | 50 | 2022-04-01 | PARTS
JS-0575-YY | AIR PROVING SWITCH - .65" W.C. | 50 | 2022-04-01 | PARTS
JS-0575-YZ | AIR PROVING SWITCH - 1.30" W.C. | 34 | 2022-04-01 | PARTS
JS-0575-ZA | AIR PROVING SWITCH - 1.40" W.C. | 50 | 2022-04-01 | PARTS
JS-0575-ZB | AIR PROVING SWITCH - .90" W.C. | 50 | 2022-04-01 | PARTS
JS-0575-ZC | AIR PROVING SWITCH - .80" W.C. | 50 | 2022-04-01 | PARTS
JS-0575-ZL | AIR PROVING SWITCH - 1.50" W.C. | 34 | 2022-04-01 | PARTS
JS-0576-AA | AIR PROVING SWITCH - .85" W.C. | 50 | 2022-04-01 | PARTS
JS-0576-UA | BLOWER PROVING SWITCH - .85" W.C. | 50 | 2022-04-01 | PARTS
JS-0576-UG | AIR PROVING SWITCH - 1.00" W.C. | 50 | 2022-04-01 | PARTS
JS-0576-UL | AIR PROVING SWITCH - 1.10" W.C. | 50 | 2022-04-01 | PARTS
JS-0576-UX | BLOWER PROVING SWITCH - .48" W.C. | 50 | 2022-04-01 | PARTS
JS-0576-UY | BLOWER PROVING SWITCH - .30" W.C. | 50 | 2022-04-01 | PARTS
JS-0576-UZ | BLOWER PROVING SWITCH - .67" W.C. | 50 | 2022-04-01 | PARTS
JS-0576-XX | AIR PROVING SWITCH .- 48" W.C. | 50 | 2022-04-01 | PARTS
JS-0576-XY | AIR PROVING SWITCH .- 1.15" W.C. 175-S | 50 | 2022-04-01 | PARTS
JS-0576-YY | AIR PROVING SWITCH - .30" W.C. | 50 | 2022-04-01 | PARTS
JS-0577-RR | BLOCKED FLUE SWITCH .46" W.C. (TWO ORIFICES) | 50 | 2022-04-01 | PARTS
JS-0577-SS | BLOCKED FLUE SWITCH .58" W.C. | 50 | 2022-04-01 | PARTS
JS-0577-TS | BLOCKED FLUE SWITCH .80" W.C. | 50 | 2022-04-01 | PARTS
JS-0577-TU | BLOCKED FLUE SWITCH .36" W.C. TWO STAGE 80/60 NG | 50 | 2022-04-01 | PARTS
JS-0577-UA | BLOCKED FLUE SWITCH .86" W.C. | 50 | 2022-04-01 | PARTS
JS-0577-UL | BLOCKED FLUE SWITCH .74" W.C. | 50 | 2022-04-01 | PARTS
JS-0577-US | BLOCKED FLUE SWITCH .58" W.C. | 50 | 2022-04-01 | PARTS
JS-0577-UW | BLOCKED FLUE SWITCH 1.33" W.C. | 50 | 2022-04-01 | PARTS
JS-0577-UZ | BLOCKED FLUE SWITCH 1.41" W.C. | 50 | 2022-04-01 | PARTS
JS-0577-XX | BLOCKED FLUE SWITCH 1.17" W.C. | 34 | 2022-04-01 | PARTS
JS-0577-XY | BLOCKED FLUE SWITCH 1.20" W.C. 175-S | 50 | 2022-04-01 | PARTS
JS-0577-XZ | BLOCKED FLUE SWITCH 1.25" W.C. | 50 | 2022-04-01 | PARTS
JS-0577-YA | BLOCKED FLUE SWITCH .70" W.C. | 50 | 2022-04-01 | PARTS
JS-0577-YY | BLOCKED FLUE SWITCH .90" W.C. | 50 | 2022-04-01 | PARTS
JS-0577-ZZ | BLOCKED FLUE SWITCH 1.41" W.C. | 50 | 2022-04-01 | PARTS
JS-0578-BB | BLOCKED FLUE SWITCH 1.50" W.C. | 50 | 2022-04-01 | PARTS
JS-0578-UL | BLOCKED FLUE SWITCH 1.03" W.C. | 50 | 2022-04-01 | PARTS
JS-0578-XX | OUTLET BLOWER GASKET | 9 | 2022-04-01 | PARTS
JS-0579-43 | SST BLOWER ASSEMBLY 43W | 305 | 2022-04-01 | PARTS
JS-0579-63 | SST BLOWER ASSEMBLY 63W | 331 | 2022-04-01 | PARTS
JS-0579-AK | KIT - BLOWER & TWO GASKETS - STSp | 373 | 2022-04-01 | PARTS
JS-0579-AK-B | KIT - BLOWER & TWO GASKETS - STSp - BULK PACK OF 8 | 2523 | 2022-04-01 | PARTS
JS-0579-ZK | KIT - BLOWER 1/20 HP - 120Vac - 200 MBH / TWO GASKETS | 407 | 2022-04-01 | PARTS
JS-0581-ST | SST COMPONENT MOUNTING PLATE - "V" SHAPE | 35 | 2022-04-01 | PARTS
JS-0581-ST-F | SST COMPONENT MOUNTING PLATE - FLAT | 31 | 2022-04-01 | PARTS
JS-0582-ST | PAINTED BURNER HOUSING - SST - GREY | 279 | 2022-04-01 | PARTS
JS-0583-15 | FLANGE - INTAKE ADAPTOR STAINLESS STEEL | 149 | 2022-04-01 | PARTS
JS-0583-15-P | FLANGE - INTAKE ADAPTOR PAINTED | 105 | 2022-04-01 | PARTS
JS-0585-UJ | BURNER CUP AIR RESTRICTOR RING UL60NG | 9 | 2022-04-01 | PARTS
JS-0585-UP | BURNER CUP AIR DEVERTER UL 60 | 41 | 2022-04-01 | PARTS
JS-0585-US | BURNER CUP AIR DEVERTER RETAINER NUT | 13 | 2022-04-01 | PARTS
JS-0588-UL | 90 DEGREE FLANGE ELBOW 3/8"F X 1/2"F (OUTLET) | 66 | 2022-04-01 | PARTS
JS-0588-XX | ELBOW FITTING - 90 DEGREE STREET | 11 | 2022-04-01 | PARTS
JS-0590-XX | NIPPLE - 1/2" x 4" | 11 | 2022-04-01 | PARTS
JS-0591-ST | GASKET FOR SST FLANGE ADAPTOR | 7 | 2022-04-01 | PARTS
JS-0591-WP | GASKET WP BURNER HEAD/TUBE | 18 | 2022-04-01 | PARTS
JS-0591-XX | GASKET FOR STSP FLANGE ADAPTOR | 13 | 2022-04-01 | PARTS
JS-0591-XY | FLAME RECTIFIER 175-S LP | 20 | 2022-04-01 | PARTS
JS-0592-AR | Burner air restrictor - 45R | 20 | 2022-04-01 | PARTS
JS-0592-RR | FLAME RECTIFIER 40-R | 35 | 2022-04-01 | PARTS
JS-0592-RT | FLAME RECTIFIER 110 / 125,000 | 35 | 2022-04-01 | PARTS
JS-0592-RX | FLAME RECTIFIER 200-S LP | 35 | 2022-04-01 | PARTS
JS-0593-LP | EQUALIZER PLATE 37 HOLES - (45 LP) | 20 | 2022-04-01 | PARTS
JS-0593-SH | OUTLET EQUALIZER PLATE - (SST 130, 205-260) | 20 | 2022-04-01 | PARTS
JS-0593-SK | OUTLET EQUALIZER PLATE - (SST 50) NEW | 20 | 2022-04-01 | PARTS
JS-0593-SM | OUTLET EQUALIZER PLATE - (SST 65 & 80) NEW | 20 | 2022-04-01 | PARTS
JS-0593-SS | OUTLET EQUALIZER PLATE - (SST-M 80/60) | 10 | 2022-04-01 | PARTS
JS-0593-ST | OUTLET EQUALIZER PLATE - (SST-M 115/72 & 155/95) | 10 | 2022-04-01 | PARTS
JS-0593-SV | OUTLET EQUALIZER PLATE- SST | 20 | 2022-04-01 | PARTS
JS-0593-SW | OUTLET EQUALIZER PLATE - (SST-M 250/160) | 20 | 2022-04-01 | PARTS
JS-0593-XL | EQUALIZER PLATE 29 HOLES - (SERIES X1- 45 LP) | 20 | 2022-04-01 | PARTS
JS-0593-XX | PLATE EQUALIZER OUTLET- (60 TO 200) | 20 | 2022-04-01 | PARTS
JS-0593-XY | EQUALIZER PLATE 175-S LP | 20 | 2022-04-01 | PARTS
JS-0593-XZ | EQUALIZER PLATE 175 LP | 20 | 2022-04-01 | PARTS
JS-0593-YE | OUTLET EQUALIZER PLATE 200-S NG & LP | 8 | 2022-04-01 | PARTS
JS-0594-ST | BLOWER REST. RING w/ FLANGE - STSp 60 | 42 | 2022-04-01 | PARTS
JS-0595-AA | BLOWER RING w/ FLANGE - STSp110-200 | 41 | 2022-04-01 | PARTS
JS-0595-EA | BLOWER RING - w/1/2" BIRD SCREEN SE LARG | 24 | 2022-04-01 | PARTS
JS-0595-EP | BLOWER INLET REST. PLATE - 80 (1-3/4" HOLE) | 30 | 2022-04-01 | PARTS
JS-0595-SC-M | BLOWER INLET REST. c/w FLANGE - SST (1.25" HOLE) | 46 | 2022-04-01 | PARTS
JS-0595-SD-M | BLOWER INLET REST. c/w FLANGE - SST-M (1.375" HOLE) | 43 | 2022-04-01 | PARTS
JS-0595-SE | BLOWER INLET REST. c/w FLANGE - SST (1.5" HOLE) | 46 | 2022-04-01 | PARTS
JS-0595-SF | BLOWER INLET REST. c/w FLANGE - SST (1.75" HOLE) | 46 | 2022-04-01 | PARTS
JS-0595-SF-M | BLOWER INLET REST. c/w FLANGE - SST-M (1.90" HOLE) | 43 | 2022-04-01 | PARTS
JS-0595-SG | BLOWER INLET REST. c/w FLANGE - SST (2.375" HOLE) | 43 | 2022-04-01 | PARTS
JS-0595-SG-M | BLOWER INLET REST. c/w FLANGE - SST (2.75" HOLE) | 46 | 2022-04-01 | PARTS
JS-0595-SH | BLOWER INLET REST. c/w FLANGE - SST (3.625" HOLE) | 46 | 2022-04-01 | PARTS
JS-0595-SP | BLOWER REST. RING w/ FLANGE - STSp 80 | 42 | 2022-04-01 | PARTS
JS-0595-UD | BLOWER INLET REST. c/w FLANGE - UL130/160NG (2-3/8" HOLE) | 29 | 2022-04-01 | PARTS
JS-0596-AA | BURNER CUP AIR REST. RING 9/32" | 21 | 2022-04-01 | PARTS
JS-0596-XX | BURNER CUP AIR REST. RING .375 | 21 | 2022-04-01 | PARTS
JS-0597-XX | BURNER CUP AIR REST. RING .500 | 21 | 2022-04-01 | PARTS
JS-0597-XY | BURNER CUP AIR REST. RING 175-S | 21 | 2022-04-01 | PARTS
JS-0597-YE | BURNER CUP AIR REST. RING 200-S LP | 9 | 2022-04-01 | PARTS
JS-0597-YY | BURNER CUP AIR REST. RING 200-S NG | 9 | 2022-04-01 | PARTS
JS-0598-XX | INSTALLER CONVENIENCE KIT - STR HTR | 196 | 2022-04-01 | PARTS
JS-0601-WP | GASKET WP INTAKE | 13 | 2022-04-01 | PARTS
JS-0701-DM | GAS ORIFICE LOW INTENSITY HTR 1 DMS | 11 | 2022-04-01 | PARTS
JS-0702-DM | GAS ORIFICE LOW INTENSITY HTR 2 DMS | 11 | 2022-04-01 | PARTS
JS-0703-DM | GAS ORIFICE LOW INTENSITY HTR 3 DMS | 11 | 2022-04-01 | PARTS
JS-0704-DM | GAS ORIFICE LOW INTENSITY HTR 4 DMS | 11 | 2022-04-01 | PARTS
JS-0705-DM | GAS ORIFICE LOW INTENSITY HTR 5 DMS | 11 | 2022-04-01 | PARTS
JS-0709-DM | GAS ORIFICE LOW INTENSITY HTR 9 DMS | 11 | 2022-04-01 | PARTS
JS-070E-NS | GAS ORIFICE LOW INTENSITY HTR. E | 11 | 2022-04-01 | PARTS
JS-070G-NS | GAS ORIFICE LOW INTENSITY HTR. "G" Drill Size | 11 | 2022-04-01 | PARTS
JS-070M-NS | GAS ORIFICE LOW INTENSITY HTR. "M" Drill Size | 11 | 2022-04-01 | PARTS
JS-070P-NS | GAS ORIFICE LOW INTENSITY HTR. "P" Drill Size | 11 | 2022-04-01 | PARTS
JS-070Q-NS | GAS ORIFICE LOW INTENSITY HTR. "Q" Drill Size | 11 | 2022-04-01 | PARTS
JS-070R-NS | GAS ORIFICE LOW INTENSITY HTR. "R" Drill Size | 11 | 2022-04-01 | PARTS
JS-0710-DM | GAS ORIFICE LOW INTENSITY HTR 19/64" | 11 | 2022-04-01 | PARTS
JS-0711-DM | GAS ORIFICE LOW INTENSITY HTR 11 DMS | 11 | 2022-04-01 | PARTS
JS-0713-DM | GAS ORIFICE LOW INTENSITY HTR 13 DMS | 11 | 2022-04-01 | PARTS
JS-0713-IN | GAS ORIFICE LOW INTENSITY HTR 1/8 inch | 11 | 2022-04-01 | PARTS
JS-0714-DM | GAS ORIFICE LOW INTENSITY HTR 14 DMS | 11 | 2022-04-01 | PARTS
JS-0714-IN | GAS ORIFICE LOW INTENSITY HTR 9/64 inch | 11 | 2022-04-01 | PARTS
JS-0716-DM | GAS ORIFICE LOW INTENSITY HTR 16 DMS | 11 | 2022-04-01 | PARTS
JS-0717-DM | GAS ORIFICE LOW INTENSITY HTR 17 DMS | 11 | 2022-04-01 | PARTS
JS-0718-DM | GAS ORIFICE LOW INTENSITY HTR 18 DMS | 11 | 2022-04-01 | PARTS
JS-0719-DM | GAS ORIFICE LOW INTENSITY HTR 19 DMS | 11 | 2022-04-01 | PARTS
JS-0719-IN | GAS ORIFICE LOW INTENSITY HTR 3/16 inch | 11 | 2022-04-01 | PARTS
JS-0720-DM | GAS ORIFICE LOW INTENSITY HTR 20 DMS | 11 | 2022-04-01 | PARTS
JS-0720-IN | GAS ORIFICE LOW INTENSITY HTR 13/64 inch | 11 | 2022-04-01 | PARTS
JS-0721-DM | GAS ORIFICE LOW INTENSITY HTR 21 DMS | 11 | 2022-04-01 | PARTS
JS-0723-DM | GAS ORIFICE LOW INTENSITY HTR 23 DMS | 11 | 2022-04-01 | PARTS
JS-0724-DM | GAS ORIFICE LOW INTENSITY HTR 24 DMS | 11 | 2022-04-01 | PARTS
JS-0725-DM | GAS ORIFICE LOW INTENSITY HTR 25 DMS | 11 | 2022-04-01 | PARTS
JS-0725-IN | GAS ORIFICE LOW INTENSITY HTR 1/4 inch | 11 | 2022-04-01 | PARTS
JS-0726-DM | GAS ORIFICE LOW INTENSITY HTR 26 DMS | 11 | 2022-04-01 | PARTS
JS-0727-DM | GAS ORIFICE LOW INTENSITY HTR 27 DMS | 11 | 2022-04-01 | PARTS
JS-0728-DM | GAS ORIFICE LOW INTENSITY HTR 28 DMS | 11 | 2022-04-01 | PARTS
JS-0728-IN | GAS ORIFICE LOW INTENSITY HTR 7.2 MM | 11 | 2022-04-01 | PARTS
JS-0729-DM | GAS ORIFICE LOW INTENSITY HTR 29 DMS | 11 | 2022-04-01 | PARTS
JS-0730-DM | GAS ORIFICE LOW INTENSITY HTR 30 DMS | 11 | 2022-04-01 | PARTS
JS-0730-IN | GAS ORIFICE LOW INTENSITY HTR 19/64 inch | 11 | 2022-04-01 | PARTS
JS-0731-DM | GAS ORIFICE LOW INTENSITY HTR 31 DMS | 11 | 2022-04-01 | PARTS
JS-0732-DM | GAS ORIFICE LOW INTENSITY HTR 32 DMS | 11 | 2022-04-01 | PARTS
JS-0733-DM | GAS ORIFICE LOW INTENSITY HTR 33 DMS | 11 | 2022-04-01 | PARTS
JS-0733-MM | GAS ORIFICE LOW INTENSITY HTR 3.3 MM | 11 | 2022-04-01 | PARTS
JS-0734-DM | GAS ORIFICE LOW INTENSITY HTR 34 DMS | 11 | 2022-04-01 | PARTS
JS-0734-MM | GAS ORIFICE LOW INTENSITY HTR 3.4 MM | 11 | 2022-04-01 | PARTS
JS-0735-DM | GAS ORIFICE LOW INTENSITY HTR 35 DMS | 11 | 2022-04-01 | PARTS
JS-0735-MM | GAS ORIFICE LOW INTENSITY HTR 3.5 MM | 11 | 2022-04-01 | PARTS
JS-0736-DM | GAS ORIFICE LOW INTENSITY HTR 36 DMS | 11 | 2022-04-01 | PARTS
JS-0737-DM | GAS ORIFICE LOW INTENSITY HTR 37 DMS | 11 | 2022-04-01 | PARTS
JS-0738-DM | GAS ORIFICE LOW INTENSITY HTR 38 DMS | 11 | 2022-04-01 | PARTS
JS-0739-DM | GAS ORIFICE LOW INTENSITY HTR 39 DMS | 11 | 2022-04-01 | PARTS
JS-0740-DM | GAS ORIFICE LOW INTENSITY HTR 40 DMS | 11 | 2022-04-01 | PARTS
JS-0741-DM | GAS ORIFICE LOW INTENSITY HTR 41 DMS | 11 | 2022-04-01 | PARTS
JS-0742-DM | GAS ORIFICE LOW INTENSITY HTR 42 DMS | 11 | 2022-04-01 | PARTS
JS-0742-MM | GAS ORIFICE LOW INTENSITY HTR 4.2 MM | 11 | 2022-04-01 | PARTS
JS-0743-DM | GAS ORIFICE LOW INTENSITY HTR 43 DMS | 11 | 2022-04-01 | PARTS
JS-0744-DM | GAS ORIFICE LOW INTENSITY HTR 44 DMS | 11 | 2022-04-01 | PARTS
JS-0745-DM | GAS ORIFICE LOW INTENSITY HTR 45 DMS | 11 | 2022-04-01 | PARTS
JS-0746-DM | GAS ORIFICE LOW INTENSITY HTR 46 DMS | 11 | 2022-04-01 | PARTS
JS-0748-DM | GAS ORIFICE LOW INTENSITY HTR 48 DMS | 11 | 2022-04-01 | PARTS
JS-0749-DM | GAS ORIFICE LOW INTENSITY HTR 49 DMS | 11 | 2022-04-01 | PARTS
JS-0750-DM | GAS ORIFICE LOW INTENSITY HTR 50 DMS | 11 | 2022-04-01 | PARTS
JS-0750-MM | GAS ORIFICE LOW INTENSITY HTR 5.0 MM | 11 | 2022-04-01 | PARTS
JS-0751-MM | GAS ORIFICE LOW INTENSITY HTR 5.1 MM | 11 | 2022-04-01 | PARTS
JS-0752-MM | GAS ORIFICE LOW INTENSITY HTR 5.2 MM | 11 | 2022-04-01 | PARTS
JS-0755-MM | GAS ORIFICE LOW INTENSITY HTR 5.5 MM | 11 | 2022-04-01 | PARTS
JS-0756-MM | GAS ORIFICE LOW INTENSITY HTR 5.6 MM | 11 | 2022-04-01 | PARTS
JS-0757-MM | GAS ORIFICE LOW INTENSITY HTR 5.7 MM | 11 | 2022-04-01 | PARTS
JS-0758-DM | GAS ORIFICE LOW INTENSITY HTR 58 DMS | 11 | 2022-04-01 | PARTS
JS-0758-MM | GAS ORIFICE LOW INTENSITY HTR 5.8 MM | 11 | 2022-04-01 | PARTS
JS-0759-MM | GAS ORIFICE LOW INTENSITY HTR 5.9 MM | 11 | 2022-04-01 | PARTS
JS-0760-MM | GAS ORIFICE LOW INTENSITY HTR 6.0 MM | 11 | 2022-04-01 | PARTS
JS-0761-MM | GAS ORIFICE LOW INTENSITY HTR 6.1 MM | 11 | 2022-04-01 | PARTS
JS-0762-MM | GAS ORIFICE LOW INTENSITY HTR 6.2 MM | 11 | 2022-04-01 | PARTS
JS-0763-MM | GAS ORIFICE LOW INTENSITY HTR 6.3 MM | 11 | 2022-04-01 | PARTS
JS-0764-MM | GAS ORIFICE LOW INTENSITY HTR 6.4 MM | 11 | 2022-04-01 | PARTS
JS-0765-MM | GAS ORIFICE LOW INTENSITY HTR 6.5 MM | 11 | 2022-04-01 | PARTS
JS-0766-MM | GAS ORIFICE LOW INTENSITY HTR 6.6 MM | 11 | 2022-04-01 | PARTS
JS-0767-MM | GAS ORIFICE LOW INTENSITY HTR 6.7 MM | 11 | 2022-04-01 | PARTS
JS-0770-MM | GAS ORIFICE LOW INTENSITY HTR 7.0 MM | 11 | 2022-04-01 | PARTS
JS-0771-MM | GAS ORIFICE LOW INTENSITY HTR 7.1 MM | 11 | 2022-04-01 | PARTS
JS-0772-MM | GAS ORIFICE LOW INTENSITY HTR 7.2 MM | 11 | 2022-04-01 | PARTS
JS-0773-MM | GAS ORIFICE LOW INTENSITY HTR 7.3 MM | 11 | 2022-04-01 | PARTS
JS-0774-MM | GAS ORIFICE LOW INTENSITY HTR 7.4 MM | 11 | 2022-04-01 | PARTS
JS-R040-BN | Garage/Shop P40-R BURNER KIT 40 NG | 1137 | 2022-04-01 | PARTS
JS-S040-CN | premierSchwank STS-JZ BURNER KIT 40 NG (CDN) | 1549 | 2022-04-01 | PARTS
JU-0363-AA | FLAT TILE SCREEN - IGNITOR END - SUPRASCHWANK 10,15,20 | 229 | 2022-04-01 | PARTS
JU-0363-KX | SCREEN KIT C/W TWO RETAINERS- SUPRASCHWANK 10,15,20 | 229 | 2022-04-01 | PARTS
JU-0363-YY | RAISED TILE SCREEN - IGNITOR END - SUPRASCHWANK 30 | 183 | 2022-04-01 | PARTS
JU-0363-ZZ | RAISED TILE SCREEN - SUPRASCHWANK 30 | 183 | 2022-04-01 | PARTS
JU-0378-XX | SUPRA 30 TOP INSULATION COVER | 785 | 2022-04-01 | PARTS
JW-0320-BL | WIRE-BLACK 20 CM STRIPED1/4" F SPADE INS | 2 | 2022-04-01 | PARTS
JW-0519-AM | INDICATOR LIGHT- AMBER - IQ SERIES | 15 | 2022-04-01 | PARTS
JW-0519-GR | INDICATOR LIGHT - GREEN - 110 volt Luminous | 15 | 2022-04-01 | PARTS
JW-0519-RE | INDICATOR - LIGHT - RED - IQ SERIES | 15 | 2022-04-01 | PARTS
JW-0726-RE | WIRE -RED 26CM 3/16" F SPADE / STRIPPED | 2 | 2022-04-01 | PARTS
JW-2224-WH | WIRE WHITE/BLUE JUMPER 22 CM 1/4 X 24 CM STRIPPED | 2 | 2022-04-01 | PARTS
JW-2313-BL | WIRE - BLACK 13 CM 1/4" SPADE X 3/16" SPADE | 2 | 2022-04-01 | PARTS
JW-2313-GR | WIRE - GREEN 13 CM 1/4" SPADE X 3/16" PIGGYBACK | 2 | 2022-04-01 | PARTS
JW-2324-GR | WIRE - GREEN 24 CM STRIPED X 3/16" SPADE | 2 | 2022-04-01 | PARTS
JX-0201-DD | DSI TWO BURNER 2 462 D901 029 | 437 | 2022-04-01 | PARTS
JX-0205-BK-B | PILOT - IGNITER & SENSOR BRACKET FOR - Q3451B HW IGNITER | 35 | 2022-04-01 | PARTS
JX-0205-FS | PILOT FLAME SHIELD 2100 | 55 | 2022-04-01 | PARTS
JX-0205-LP | 2100/IO-100 PILOT ORIFICE - LP | 23 | 2022-04-01 | PARTS
JX-0205-NG | PILOT BURNER - 2100/IO-100 NG | 114 | 2022-04-01 | PARTS
JX-0205-PC | PILOT COVER - MILLIVOLT | 23 | 2022-04-01 | PARTS
JX-0205-PK | PILOT GAS TUBE ASSEMBLY KIT 2100 | 69 | 2022-04-01 | PARTS
JX-0205-PT | PILOT GAS TUBE ASSEMBLY 2100 | 26 | 2022-04-01 | PARTS
JX-0205-PT-FE | PILOT NIPPLE FERRULE 2100 | 4 | 2022-04-01 | PARTS
JX-0205-XX | PILOT BURNER ASSEMBLY c/w SPARK WIRE & INSULATION - 2100/2300 | 150 | 2022-04-01 | PARTS
JX-0206-XX | D.S.I. CONTROL BRACKET | 15 | 2022-04-01 | PARTS
JX-0207-XX | IGNITOR MOUNTING BRACKET (JR) | 20 | 2022-04-01 | PARTS
JX-0209-ZZ | NIPPLE - 1/2" X 2" WITH THREADED HOLE 2100 | 34 | 2022-04-01 | PARTS
JX-0210-CL | ORIFICE HOLDER RETAINER CLIP | 2 | 2022-04-01 | PARTS
JX-0210-XX | MODEL IL ORIFICE HOLDER | 77 | 2022-04-01 | PARTS
JX-0228-FG-25 | FIBERGLASS SLEEVE (BLACK INSULTHERM) 1/4" x 1' | 13 | 2022-04-01 | PARTS
JX-0228-RK | HI VOLTAGE SPARK WIRE c/w FIBERGLASS INSULATION REPLACEMENT KIT | 36 | 2022-04-01 | PARTS
JX-0228-XX | HI VOLTAGE WIRE - SPARK | 25 | 2022-04-01 | PARTS
JX-0228-YY | HI VOLTAGE WIRE - SPARK 2300 | 25 | 2022-04-01 | PARTS
JX-0228-ZZ | HI VOLTAGE WIRE - SPARK ECO - FENWAL | 25 | 2022-04-01 | PARTS
JX-0229-GR | LOW VOLTAGE WIRE - GROUND | 13 | 2022-04-01 | PARTS
JX-0229-SR | LOW VOLTAGE WIRE - SENSOR | 4 | 2022-04-01 | PARTS
JX-0229-VA | LOW VOLTAGE WIRE - VALVE | 13 | 2022-04-01 | PARTS
JX-0236-SG-P | SINGLE REFLECTOR EXTENSION - IL 37 | 139 | 2022-04-01 | ACCESSORIES
JX-0237-SG-P | SINGLE REFLECTOR EXTENSION - IL 50 | 144 | 2022-04-01 | ACCESSORIES
JX-0238-SG-P | REFLECTOR EXTENSION - SINGLE - IL 75 | 156 | 2022-04-01 | ACCESSORIES
JX-0239-SG-P | REFLECTOR EXTENSION - SINGLE - IL 100 | 232 | 2022-04-01 | ACCESSORIES
JX-0243-XA | TILE RETAINER 10-7/8" - ECO-X 6, 18, 36 / IL-X 25, 75, 150 | 21 | 2022-04-01 | PARTS
JX-0243-XB | TILE RETAINER 9" - ECO-X 10 / IL-X 37 | 25 | 2022-04-01 | PARTS
JX-0243-XC | TILE RETAINER 12-5/8" - ECO-X 13, 18, 26 / IL-X 50, 75, 100 | 30 | 2022-04-01 | PARTS
JX-0243-XX | RETAINER STRIP - TILE - ECO/JR | 11 | 2022-04-01 | PARTS
JX-0245-XX | GASKET SET - ECO 10 | 42 | 2022-04-01 | PARTS
JX-0246-XX | GASKET SET - ECO 13 | 42 | 2022-04-01 | PARTS
JX-0247-XX | GASKET SET - ECO 18 | 67 | 2022-04-01 | PARTS
JX-0248-XX | GASKET SET - ECO 26 | 81 | 2022-04-01 | PARTS
JX-0249-XX | TILE PROTECTION GRILLE - ECO 6 & 8 | 106 | 2022-04-01 | ACCESSORIES
JX-0252-XA | CONV. KIT - LP TO NG - ECO 10, IL-37, JR 37 | 87 | 2022-04-01 | ACCESSORIES
JX-0252-XA-A | CONV KIT - LP TO NG - ECO 8, JR25 | 89 | 2022-04-01 | ACCESSORIES
JX-0252-XB | CONV. KIT - LP TO NG - ECO 13, IL-50, JR 50 | 87 | 2022-04-01 | ACCESSORIES
JX-0252-XC | CONV. KIT - LP TO NG - ECO 18, IL-75, JR 75 | 87 | 2022-04-01 | ACCESSORIES
JX-0252-XC-A | CONV. KIT - LP TO NG - ECO 36 143,000 Btuh | 104 | 2022-04-01 | ACCESSORIES
JX-0252-XD | CONV. KIT - LP TO NG - ECO 26, IL-100, JR 100 | 87 | 2022-04-01 | ACCESSORIES
JX-0252-XD-A | CONV. KIT - LP TO NG - ECO 52 - 200,000 Btuh | 104 | 2022-04-01 | ACCESSORIES
JX-0252-XE | CONV. KIT - LP TO NG - 2312/IO-212 | 87 | 2022-04-01 | ACCESSORIES
JX-0252-XF | CONV. KIT - LP TO NG - 2313/IO-213 | 87 | 2022-04-01 | ACCESSORIES
JX-0252-XG | CONV. KIT - LP TO NG - 2315/IO-215 | 87 | 2022-04-01 | ACCESSORIES
JX-0252-XH | CONV. KIT - LP to NG - 2135/IO-135 | 129 | 2022-04-01 | ACCESSORIES
JX-0252-XJ | CONV. KIT - LP to NG - 2150/IO-150 | 129 | 2022-04-01 | ACCESSORIES
JX-0252-XX | TILE PROTECTING GRILLE - ECO 10, IL-37 | 106 | 2022-04-01 | ACCESSORIES
JX-0253-XA | CONV. KIT - NG TO LP - ECO 10, IL-37 | 87 | 2022-04-01 | ACCESSORIES
JX-0253-XA-A | CONV KIT - NG TO LP - ECO 8 | 89 | 2022-04-01 | ACCESSORIES
JX-0253-XB | CONV. KIT - NG TO LP - ECO 13, IL-50 | 87 | 2022-04-01 | ACCESSORIES
JX-0253-XC | CONV. KIT - NG TO LP - ECO 18, IL-75 | 87 | 2022-04-01 | ACCESSORIES
JX-0253-XC-A | CONV. KIT - NG TO LP - ECO 36 - 143,000 Btuh | 104 | 2022-04-01 | ACCESSORIES
JX-0253-XD | CONV. KIT - NG TO LP - ECO 26, IL-100 | 87 | 2022-04-01 | ACCESSORIES
JX-0253-XD-A | CONV. KIT - NG TO LP - ECO 52 - 200,000 Btuh | 104 | 2022-04-01 | ACCESSORIES
JX-0253-XE | CONV. KIT - NG TO LP - 2312/IO-212 | 87 | 2022-04-01 | ACCESSORIES
JX-0253-XF | CONV. KIT - NG TO LP - 2313/IO-213 | 87 | 2022-04-01 | ACCESSORIES
JX-0253-XG | CONV. KIT - NG TO LP - 2315/IO-215 | 87 | 2022-04-01 | ACCESSORIES
JX-0253-XH | CONV. KIT - NG to LP - 2135/IO-135 | 129 | 2022-04-01 | ACCESSORIES
JX-0253-XJ | CONV. KIT - NG to LP - 2150/IO-150 | 129 | 2022-04-01 | ACCESSORIES
JX-0253-XX | TILE PROTECTING GRILLE - ECO 13, IL-50 | 106 | 2022-04-01 | ACCESSORIES
JX-0254-XX | TILE PROTECTING GRILLE - ECO 18, IL-75 | 106 | 2022-04-01 | ACCESSORIES
JX-0255-XX | TILE PROTECTING GRILLE - ECO 26, IL-100 | 106 | 2022-04-01 | ACCESSORIES
JX-0255-ZZ | TILE PROTECTING GRILLE - ECO 52/IL 200 | 158 | 2022-04-01 | ACCESSORIES
JX-0260-SG-P | ECO 6 SINGLE REFLECTOR EXTENSIONS | 76 | 2022-04-01 | ACCESSORIES
JX-0267-AA | NUT&BOLT(QTY 10) FOR TILE FASTNER-ECO/JR | 42 | 2022-04-01 | PARTS
JX-0267-XX | TILE FASTENER SET MODELS: ECO, IL | 6 | 2022-04-01 | PARTS
JX-0285-XX | REFLECTOR - IGNITOR END - ECOSCHWANK | 33 | 2022-04-01 | PARTS
JX-0286-BX | END REFLECTOR ECO-X-36/52 | 75 | 2022-04-01 | PARTS
JX-0286-IX | REFLECTOR - IGNITOR END -ECO-X-36/52 | 37 | 2022-04-01 | PARTS
JX-0286-XX | END REFLECTOR - ECOSCHWANK | 33 | 2022-04-01 | PARTS
JX-0287-SX | REFLECTOR SPACER BRACKET - ECO-X18/26 | 9 | 2022-04-01 | PARTS
JX-0287-XA | SIDE REFLECTOR - ECO-X 6 / IL-X 25 | 19 | 2022-04-01 | PARTS
JX-0287-XE | SIDE REFLECTOR - ECO-X 10 / IL-X 37 | 24 | 2022-04-01 | PARTS
JX-0288-XE | SIDE REFLECTOR - ECO-X 13 / IL-X 50 | 31 | 2022-04-01 | PARTS
JX-0288-XX | SIDE REFLECTOR - ECOSCHWANK 13 | 57 | 2022-04-01 | PARTS
JX-0289-XE | SIDE REFLECTOR - ECO-X 18 / IL-X 75 | 34 | 2022-04-01 | PARTS
JX-0289-XX | SIDE REFLECTOR - ECOSCHWANK 18 | 67 | 2022-04-01 | PARTS
JX-0290-XE | SIDE REFLECTOR - ECO-X 26 / IL-X 100 | 39 | 2022-04-01 | PARTS
JX-0290-XX | SIDE REFLECTOR - ECOSCHWANK 26 | 77 | 2022-04-01 | PARTS
JX-0706-DM | LUMINOUS ORIFICE (# 6 DMS) | 35 | 2022-04-01 | PARTS
JX-0710-DM | LUMINOUS ORIFICE (#10 DMS) | 35 | 2022-04-01 | PARTS
JX-0711-DM | LUMINOUS ORIFICE (#11 DMS) | 35 | 2022-04-01 | PARTS
JX-0713-DM | LUMINOUS ORIFICE (#13 DMS) | 35 | 2022-04-01 | PARTS
JX-0716-DM | LUMINOUS ORIFICE (#16 DMS) | 35 | 2022-04-01 | PARTS
JX-0718-DM | LUMINOUS ORIFICE (# 18 DMS) | 35 | 2022-04-01 | PARTS
JX-0719-DM | LUMINOUS ORIFICE (#19 DMS) | 35 | 2022-04-01 | PARTS
JX-0720-DM | LUMINOUS ORIFICE (# 20 DMS) | 35 | 2022-04-01 | PARTS
JX-0720-MM | LUMINOUS ORIFICE (# 2.00 MM) | 35 | 2022-04-01 | PARTS
JX-0721-DM | LUMINOUS ORIFICE (# 21 DMS) | 35 | 2022-04-01 | PARTS
JX-0722-DM | LUMINOUS ORIFICE (# 22 DMS) | 35 | 2022-04-01 | PARTS
JX-0722-MM | LUMINOUS ORIFICE (# 2.25 MM) | 35 | 2022-04-01 | PARTS
JX-0723-DM | LUMINOUS ORIFICE (#23 DMS) | 35 | 2022-04-01 | PARTS
JX-0724-DM | LUMINOUS ORIFICE (# 24 DMS) | 35 | 2022-04-01 | PARTS
JX-0725-DM | LUMINOUS ORIFICE (# 25 DMS) | 35 | 2022-04-01 | PARTS
JX-0726-DM | LUMINOUS ORIFICE (# 26 DMS) | 35 | 2022-04-01 | PARTS
JX-0727-DM | LUMINOUS ORIFICE (#27 DMS) | 35 | 2022-04-01 | PARTS
JX-0728-DM | LUMINOUS ORIFICE (# 28 DMS) | 35 | 2022-04-01 | PARTS
JX-0728-MM | LUMINOUS ORIFICE (# 2.83 MM) | 35 | 2022-04-01 | PARTS
JX-0729-DM | LUMINOUS ORIFICE (#29 DMS) | 35 | 2022-04-01 | PARTS
JX-0730-DM | LUMINOUS ORIFICE (#30 DMS) | 35 | 2022-04-01 | PARTS
JX-0731-DM | LUMINOUS ORIFICE (#31 DMS) | 35 | 2022-04-01 | PARTS
JX-0732-DM | LUMINOUS ORIFICE (#32 DMS) | 35 | 2022-04-01 | PARTS
JX-0732-MM | LUMINOUS ORIFICE (# 3.17 MM) | 35 | 2022-04-01 | PARTS
JX-0733-DM | LUMINOUS ORIFICE (#33 DMS) | 35 | 2022-04-01 | PARTS
JX-0733-MM | LUMINOUS ORIFICE (# 3.30 MM) | 35 | 2022-04-01 | PARTS
JX-0734-DM | LUMINOUS ORIFICE (# 34 DMS) | 35 | 2022-04-01 | PARTS
JX-0735-DM | LUMINOUS ORIFICE (# 35 DMS) | 35 | 2022-04-01 | PARTS
JX-0736-DM | LUMINOUS ORIFICE (#36 DMS) | 35 | 2022-04-01 | PARTS
JX-0736-MM | LUMINOUS ORIFICE (# 3.60 MM) | 35 | 2022-04-01 | PARTS
JX-0737-DM | LUMINOUS ORIFICE (# 37 DMS) | 35 | 2022-04-01 | PARTS
JX-0738-DM | LUMINOUS ORIFICE (#38 DMS) | 35 | 2022-04-01 | PARTS
JX-0738-MM | LUMINOUS ORIFICE (# 3.85 MM) | 35 | 2022-04-01 | PARTS
JX-0739-DM | LUMINOUS ORIFICE (# 39 DMS) | 35 | 2022-04-01 | PARTS
JX-0740-DM | LUMINOUS ORIFICE (# 40 DMS) | 35 | 2022-04-01 | PARTS
JX-0741-DM | LUMINOUS ORIFICE (# 41 DMS) | 35 | 2022-04-01 | PARTS
JX-0742-DM | LUMINOUS ORIFICE (#42 DMS) | 35 | 2022-04-01 | PARTS
JX-0743-DM | LUMINOUS ORIFICE (#43 DMS) | 35 | 2022-04-01 | PARTS
JX-0743-MM | LUMINOUS ORIFICE (# 4.30 MM) | 35 | 2022-04-01 | PARTS
JX-0744-DM | LUMINOUS ORIFICE (#44 DMS) | 35 | 2022-04-01 | PARTS
JX-0745-DM | LUMINOUS ORIFICE (#45 DMS) | 35 | 2022-04-01 | PARTS
JX-0746-DM | LUMINOUS ORIFICE (# 46 DMS) | 35 | 2022-04-01 | PARTS
JX-0747-DM | LUMINOUS ORIFICE (#47 DMS) | 35 | 2022-04-01 | PARTS
JX-0748-DM | LUMINOUS ORIFICE - (# 48 dms) | 35 | 2022-04-01 | PARTS
JX-0749-DM | LUMINOUS ORIFICE (#49 DMS) | 35 | 2022-04-01 | PARTS
JX-0750-DM | LUMINOUS ORIFICE (# 50 DMS) | 35 | 2022-04-01 | PARTS
JX-0751-DM | LUMINOUS ORIFICE (# 51 DMS) | 35 | 2022-04-01 | PARTS
JX-0752-DM | LUMINOUS ORIFICE (#52 DMS) | 35 | 2022-04-01 | PARTS
JX-0753-DM | LUMINOUS ORIFICE (#53 DMS) | 35 | 2022-04-01 | PARTS
JX-0754-DM | LUMINOUS ORIFICE (#54 DMS) | 35 | 2022-04-01 | PARTS
JX-0755-DM | LUMINOUS ORIFICE - (# 55 dms) | 35 | 2022-04-01 | PARTS
JX-0756-DM | LUMINOUS ORIFICE (#56 DMS) | 35 | 2022-04-01 | PARTS
JX-0760-DM | LUMINOUS ORIFICE (#60 DMS) | 35 | 2022-04-01 | PARTS
JX-0766-DM | LUMINOUS ORIFICE (# 66 DMS) | 35 | 2022-04-01 | PARTS
JX-X025-BO | BURNER ONLY - ECO 06-X | 669 | 2022-04-01 | PARTS
JX-X037-BO | BURNER ONLY -ECO 10-X | 728 | 2022-04-01 | PARTS
JX-X050-BO | BURNER ONLY - ECO 13-X | 826 | 2022-04-01 | PARTS
JX-X075-BO | BURNER ONLY --ECO 18-X | 932 | 2022-04-01 | PARTS
JX-X100-BO | BURNER ONLY -ECO 26-X | 1310 | 2022-04-01 | PARTS
PS-4005-CB | patioSchwank STAINLESS 4005 LP | 1193 | 2022-04-01 | EQUIPMENT
PS-4SN5-CB | FIXED MOUNT S/S PATIO HEATER | 1990 | 2022-04-01 | EQUIPMENT
PU-0J40-CN | INFRASAVE PACKAGED "U" TUBE HEATER 40 NG (CAN) | 2522 | 2022-04-01 | EQUIPMENT
PU-PJ40-CN | PATIO POWDER COATED BURNER HOUSING; PACKAGED "U" TUBE HEATER 40 NG (CDN) | 3176 | 2022-04-01 | EQUIPMENT
PU-R040-BN | RESIDENTIAL PACKAGED "U" TUBE HEATER 40 NG | 2437 | 2022-04-01 | EQUIPMENT
PU-WJ40-CN | PATIO STAINLESS STEEL BURNER HOUSING; PACKAGED "U" TUBE HEATER 40 NG (CDN) | 3562 | 2022-04-01 | EQUIPMENT
TG-0010-KT | DECORATIVE GRILLE KIT - BLACK - 10' | 646 | 2022-04-01 | ACCESSORIES
TM-0010-SU | BUILDER MODEL 'U'-TUBE KIT 10' SECONDARY | 679 | 2022-04-01 | EQUIPMENT
TM-0020-SU | BUILDER MODEL 'U'-TUBE KIT 20'U PRIMARY 155 | 1558 | 2022-04-01 | EQUIPMENT
TM-0020-SX | BUILDER MODEL TUBE KIT 20' SECONDARY | 679 | 2022-04-01 | EQUIPMENT
TM-0030-SX | BUILDER MODEL TUBE KIT 30' SECONDARY | 933 | 2022-04-01 | EQUIPMENT
TM-0040-SX | BUILDER MODEL TUBE KIT 40' SECONDARY | 1188 | 2022-04-01 | EQUIPMENT
TM-1010-SX | BUILDER MODEL TUBE KIT 10' SECONDARY | 463 | 2022-04-01 | EQUIPMENT
TM-1020-SU | BUILDER MODEL 'U'-TUBE KIT 20'U STAND ALONE | 1594 | 2022-04-01 | EQUIPMENT
TM-1020-SX | BUILDER MODEL TUBE KIT 100 MBH x 20' STAND ALONE | 1085 | 2022-04-01 | EQUIPMENT
TM-1030-SX | BUILDER MODEL TUBE KIT 30' PRIMARY 175/200 | 1267 | 2022-04-01 | EQUIPMENT
TM-1040-SX | BUILDER MODEL TUBE KIT 40' STAND ALONE | 1321 | 2022-04-01 | EQUIPMENT
TM-1410-SU | BUILDER MODEL 'U'-TUBE KIT 10'U STAND ALONE | 1099 | 2022-04-01 | EQUIPMENT
TM-1415-SU | BUILDER MODEL 'U'-TUBE KIT 15'U STAND ALONE | 1502 | 2022-04-01 | EQUIPMENT
TM-1420-SX | BUILDER MODEL TUBE KIT 20' STAND ALONE | 849 | 2022-04-01 | EQUIPMENT
TM-1430-SX | BUILDER MODEL TUBE KIT 30' STAND ALONE | 1085 | 2022-04-01 | EQUIPMENT
TM-A120-SU | BUILDER MODEL 'U'-TUBE KIT 20'U PRIMARY 175-200 | 1778 | 2022-04-01 | EQUIPMENT
TM-F030-SX | BUILDER MODEL TUBE KIT 30' PRIMARY 80->155 | 1062 | 2022-04-01 | EQUIPMENT
TS-0020-JZ | PREMIER IQ TUBE KIT SECONDARY 20' | 832 | 2022-04-01 | EQUIPMENT
TS-0030-JZ | PREMIER IQ TUBE KIT SECONDARY 30' | 1168 | 2022-04-01 | EQUIPMENT
TS-0040-JZ | PREMIER IQ TUBE KIT SECONDARY 40' | 1503 | 2022-04-01 | EQUIPMENT
TS-1010-JZ | PREMIER IQ TUBE KIT SECONDARY 10' | 551 | 2022-04-01 | EQUIPMENT
TS-1020-JZ | PREMIER IQ 100MBH x 20' TUBE KIT STAND ALONE | 1134 | 2022-04-01 | EQUIPMENT
TS-1030-JZ | PREMIER IQ TUBE KIT 30' PRIMARY 175/200 | 1444 | 2022-04-01 | EQUIPMENT
TS-1040-JZ | PREMIER IQ 40' TUBE KIT STAND ALONE | 1645 | 2022-04-01 | EQUIPMENT
TS-1420-JZ | PREMIER IQ 20' TUBE KIT STAND ALONE | 974 | 2022-04-01 | EQUIPMENT
TS-1430-JZ | PREMIER IQ 30' TUBE KIT STAND ALONE | 1311 | 2022-04-01 | EQUIPMENT
TS-F030-JZ | PREMIER IQ TUBE KIT 30' PRIMARY 110-155 | 1293 | 2022-04-01 | EQUIPMENT
TW-0020-JZ | CAR WASH & OUTDOOR TUBE KIT SECONDARY 20' | 948 | 2022-04-01 | EQUIPMENT
TW-0020-JZ-2 | STAINLESS STEEL TUBE KIT SECONDARY 20' | 2160 | 2022-04-01 | EQUIPMENT
TW-0030-JZ | CAR WASH & OUTDOOR TUBE KIT SECONDARY 30' | 1302 | 2022-04-01 | EQUIPMENT
TW-0030-JZ-2 | STAINLESS STEEL TUBE KIT SECONDARY 30' | 3092 | 2022-04-01 | EQUIPMENT
TW-0040-JZ | CAR WASH & OUTDOOR TUBE KIT SECONDARY 40' | 1679 | 2022-04-01 | EQUIPMENT
TW-0040-JZ-2 | STAINLESS STEEL TUBE KIT SECONDARY 40' | 4024 | 2022-04-01 | EQUIPMENT
TW-1010-JZ | CAR WASH & OUTDOOR TUBE KIT SECONDARY 10' | 588 | 2022-04-01 | EQUIPMENT
TW-1010-JZ-2 | STAINLESS STEEL TUBE KIT SECONDARY 10' | 1228 | 2022-04-01 | EQUIPMENT
TW-1030-JZ | CAR WASH & OUTDOOR TUBE KIT 30 PRIMARY 175-200 | 1617 | 2022-04-01 | EQUIPMENT
TW-1030-JZ-2 | STAINLESS STEEL TUBE KIT 30' PRIMARY 175-200 | 3405 | 2022-04-01 | EQUIPMENT
TW-1040-JZ | CAR WASH & OUTDOOR 40' TUBE KIT STAND ALONE | 1808 | 2022-04-01 | EQUIPMENT
TW-1040-JZ-2 | STAINLESS STEEL 40' TUBE KIT STAND ALONE | 4337 | 2022-04-01 | EQUIPMENT
TW-1420-JZ | CAR WASH & OUTDOOR 20' TUBE KIT STAND ALONE | 1077 | 2022-04-01 | EQUIPMENT
TW-1420-JZ-2 | STAINLESS STEEL 20' TUBE KIT STAND ALONE | 2472 | 2022-04-01 | EQUIPMENT
TW-1430-JZ | CAR WASH & OUTDOOR 30' TUBE KIT STAND ALONE | 1415 | 2022-04-01 | EQUIPMENT
TW-1430-JZ-2 | STAINLESS STEEL 30' TUBE KIT STAND ALONE | 3405 | 2022-04-01 | EQUIPMENT
TW-F030-JZ | CAR WASH & OUTDOOR TUBE KIT 30 PRIMARY 110-155 | 1379 | 2022-04-01 | EQUIPMENT
TW-F030-JZ-2 | STAINLESS STEEL TUBE KIT 30' PRIMARY 110-155 | 3405 | 2022-04-01 | EQUIPMENT