## Infrasave 2024-CAD
ITEM NO | DESC | 2024 $CAD | Effective | Category
AC-1036-12-BK | SchwankAir 1036 Surface Mount; Ambient AirCurtain 120v, Black, 1177 / 942 CFM | 1432 | 2024-04-01 | EQUIPMENT
AC-1048-12-BK | SchwankAir 1048 Surface Mount; Ambient AirCurtain 120v, Black, 1648 / 1295 CFM | 1873 | 2024-04-01 | EQUIPMENT
AC-1060-12-BK | SchwankAir 1060 Surface Mount; Ambient AirCurtain 120v, Black, 2119 / 1648 CFM | 2204 | 2024-04-01 | EQUIPMENT
AC-CA45-23 | SchwankAir 2045 Surface Mount; Ambient Air; 45'' Length; Elect: 230/1/60 | 4371 | 2024-04-01 | EQUIPMENT
AC-CA66-23 | SchwankAir 2066 Surface Mount; Ambient Air; 66'' Length; Elect: 230/1/60 | 5076 | 2024-04-01 | EQUIPMENT
AC-CA87-23 | SchwankAir 2087 Surface Mount; Ambient Air; 87'' Length; Elect: 230/1/60 | 6457 | 2024-04-01 | EQUIPMENT
AC-CE45-20 | SchwankAir 2045EH Surface Mount; Electric Heat; 45'' Length; Elect: 208/3/60 | 4691 | 2024-04-01 | EQUIPMENT
AC-CE45-48 | SchwankAir 2045EH Surface Mount; Electric Heat; 45'' Length; Elect: 480/3/60 | 4691 | 2024-04-01 | EQUIPMENT
AC-CE45-60 | SchwankAir 2045EH Surface Mount; Electric Heat; 45'' Length; Elect: 600/3/60 | 4691 | 2024-04-01 | EQUIPMENT
AC-CE66-20 | SchwankAir 2066EH Surface Mount; Electric Heat; 66'' Length; Elect: 208/3/60 | 5294 | 2024-04-01 | EQUIPMENT
AC-CE66-48 | SchwankAir 2066EH Surface Mount; Electric Heat; 66'' Length; Elect: 480/3/60 | 5294 | 2024-04-01 | EQUIPMENT
AC-CE66-60 | SchwankAir 2066EH Surface Mount; Electric Heat; 66'' Length; Elect: 600/3/60 | 5294 | 2024-04-01 | EQUIPMENT
AC-CE87-20 | SchwankAir 2087EH Surface Mount; Electric Heat; 87'' Length; Elect: 208/3/60 | 8488 | 2024-04-01 | EQUIPMENT
AC-CE87-48 | SchwankAir 2087EH Surface Mount; Electric Heat; 87'' Length; Elect: 480/3/60 | 8488 | 2024-04-01 | EQUIPMENT
AC-CE87-60 | SchwankAir 2087EH Surface Mount; Electric Heat; 87'' Length; Elect: 600/3/60 | 8488 | 2024-04-01 | EQUIPMENT
AC-HA51-23 | SchwankAir 2551 Surface Mount; Ambient Air; 51.2'' Length; Elect: 230/1/60 | 6351 | 2024-04-01 | EQUIPMENT
AC-HA72-23 | SchwankAir 2572 Surface Mount; Ambient Air; 71.9'' Length; Elect: 230/1/60 | 8550 | 2024-04-01 | EQUIPMENT
AC-HA93-23 | SchwankAir 2593 Surface Mount; Ambient Air; 92.5'' Length; Elect: 230/1/60 | 10478 | 2024-04-01 | EQUIPMENT
AC-HE51-20 | SchwankAir 2551EH Surface Mount; Electric Heat; 51.2'' Length; Elect: 208/3/60 | 8340 | 2024-04-01 | EQUIPMENT
AC-HE51-48 | SchwankAir 2551EH Surface Mount; Electric Heat; 51.2'' Length; Elect: 480/3/60 | 8340 | 2024-04-01 | EQUIPMENT
AC-HE51-60 | SchwankAir 2551EH Surface Mount; Electric Heat; 51.2'' Length; Elect: 600/3/60 | 8340 | 2024-04-01 | EQUIPMENT
AC-HE72-20 | SchwankAir 2572EH Surface Mount; Electric Heat; 71.9'' Length; Elect: 208/3/60 | 11249 | 2024-04-01 | EQUIPMENT
AC-HE72-48 | SchwankAir 2572EH Surface Mount; Electric Heat; 71.9'' Length; Elect: 480/3/60 | 11249 | 2024-04-01 | EQUIPMENT
AC-HE72-60 | SchwankAir 2572EH Surface Mount; Electric Heat; 71.9'' Length; Elect: 600/3/60 | 11249 | 2024-04-01 | EQUIPMENT
AC-HE93-20 | SchwankAir 2593EH Surface Mount; Electric Heat; 92.5'' Length; Elect: 208/3/60 | 13743 | 2024-04-01 | EQUIPMENT
AC-HE93-48 | SchwankAir 2593EH Surface Mount; Electric Heat; 92.5'' Length; Elect: 480/3/60 | 13743 | 2024-04-01 | EQUIPMENT
AC-HE93-60 | SchwankAir 2593EH Surface Mount; Electric Heat; 92.5'' Length; Elect: 600/3/60 | 13743 | 2024-04-01 | EQUIPMENT
AC-KA36-23 | Select 10 36" Air Curtain Ambient 230V Single Phase | 3759 | 2024-04-01 | EQUIPMENT
AC-KA36-23 | Select 10 36" Air Curtain Ambient 230V Single Phase | 3759 | 2024-04-01 | EQUIPMENT
AC-KA60-23 | Select 10 60" Air Curtain Ambient 230V Single Phase | 4210 | 2024-04-01 | EQUIPMENT
AC-KA60-23 | Select 10 60" Air Curtain Ambient 230V Single Phase | 4210 | 2024-04-01 | EQUIPMENT
AC-KA72-23 | Select 10 72" Air Curtain Ambient 230V Single Phase | 6357 | 2024-04-01 | EQUIPMENT
AC-KA72-23 | Select 10 72" Air Curtain Ambient 230V Single Phase | 6357 | 2024-04-01 | EQUIPMENT
AC-KE36-20 | Select 10 36" Air Curtain Electric Heated 208V 3Phase | 4956 | 2024-04-01 | EQUIPMENT
AC-KE36-20 | Select 10 36" Air Curtain Electric Heated 208V 3Phase | 4956 | 2024-04-01 | EQUIPMENT
AC-KE36-20-1 | Select 10 36" Air Curtain Electric Heated 208V 1Phase | 4956 | 2024-04-01 | EQUIPMENT
AC-KE36-48 | Select 10 36" Air Curtain Electric Heated 480V 3Phase | 5547 | 2024-04-01 | EQUIPMENT
AC-KE36-48 | Select 10 36" Air Curtain Electric Heated 480V 3Phase | 5547 | 2024-04-01 | EQUIPMENT
AC-KE36-60 | Select 10 36" Air Curtain Electric Heated 600V 3Phase | 5442 | 2024-04-01 | EQUIPMENT
AC-KE36-60 | Select 10 36" Air Curtain Electric Heated 600V 3Phase | 5442 | 2024-04-01 | EQUIPMENT
AC-KE60-20 | Select 10 60" Air Curtain Electric Heated 208V 3Phase | 5519 | 2024-04-01 | EQUIPMENT
AC-KE60-20 | Select 10 60" Air Curtain Electric Heated 208V 3Phase | 5519 | 2024-04-01 | EQUIPMENT
AC-KE60-20-1 | Select 10 60" Air Curtain Electric Heated 208V 1Phase | 5519 | 2024-04-01 | EQUIPMENT
AC-KE60-48 | Select 10 60" Air Curtain Electric Heated 480V 3Phase | 6117 | 2024-04-01 | EQUIPMENT
AC-KE60-48 | Select 10 60" Air Curtain Electric Heated 480V 3Phase | 6117 | 2024-04-01 | EQUIPMENT
AC-KE60-60 | Select 10 60" Air Curtain Electric Heated 600V 3Phase | 6117 | 2024-04-01 | EQUIPMENT
AC-KE60-60 | Select 10 60" Air Curtain Electric Heated 600V 3Phase | 6117 | 2024-04-01 | EQUIPMENT
AC-KE72-20 | Select 10 72" Air Curtain Electric Heated 208V 3Phase | 8666 | 2024-04-01 | EQUIPMENT
AC-KE72-20 | Select 10 72" Air Curtain Electric Heated 208V 3Phase | 8666 | 2024-04-01 | EQUIPMENT
AC-KE72-48 | Select 10 72" Air Curtain Electric Heated 480V 3Phase | 8743 | 2024-04-01 | EQUIPMENT
AC-KE72-48 | Select 10 72" Air Curtain Electric Heated 480V 3Phase | 8743 | 2024-04-01 | EQUIPMENT
AC-KE72-60 | Select 10 72" Air Curtain Electric Heated 600V 3Phase | 9299 | 2024-04-01 | EQUIPMENT
AC-KE72-60 | Select 10 72" Air Curtain Electric Heated 600V 3Phase | 9299 | 2024-04-01 | EQUIPMENT
AC-ME32-20-BK | Schwank Air Curtain Swift5 Series 208V 32" Electric Black Color | 1494 | 2024-04-01 | EQUIPMENT
AC-ME32-20-WH | Schwank Air Curtain Swift5 Series 208V 32" Electric White Color | 1494 | 2024-04-01 | EQUIPMENT
ES-0519-12 | ES-0519 Electric IR Indoor/Outdoor; Single Bulb; 19'' Long; 500 W; 120/1 | 923 | 2024-04-01 | EQUIPMENT
ES-0719-12 | ES-0719 Electric IR Indoor/Outdoor; Single Bulb; 19'' Long; 750 W; 120/1 | 923 | 2024-04-01 | EQUIPMENT
ES-1033-12 | ES-1033 Electric IR Indoor/Outdoor; Single Bulb; 33'' Long; 1000 W; 120/1 | 953 | 2024-04-01 | EQUIPMENT
ES-1533-12 | ES-1533 Electric IR Indoor/Outdoor; Single Bulb; 33'' Long; 1500 W: 120/1 | 999 | 2024-04-01 | EQUIPMENT
ES-1533-20 | ES-1533 Electric IR Indoor/Outdoor; Single Bulb; 33'' Long; 1500 W: 208/1 | 999 | 2024-04-01 | EQUIPMENT
ES-1533-24 | ES-1533 Electric IR Indoor/Outdoor; Single Bulb; 33'' Long; 1500 W: 240/1 | 999 | 2024-04-01 | EQUIPMENT
ES-2039-20 | ES-2039 Electric IR Indoor/Outdoor; Single Bulb; 39'' Long; 2000 W: 208/1 | 1045 | 2024-04-01 | EQUIPMENT
ES-2039-24 | ES-2039 Electric IR Indoor/Outdoor; Single Bulb; 39'' Long; 2000 W: 240/1 | 1045 | 2024-04-01 | EQUIPMENT
ES-2539-20 | ES-2539 Electric IR Indoor/Outdoor; Single Bulb; 39'' Long; 2500 W: 208/1 | 1076 | 2024-04-01 | EQUIPMENT
ES-2539-24 | ES-2539 Electric IR Indoor/Outdoor; Single Bulb; 39'' Long; 2500 W: 240/1 | 1076 | 2024-04-01 | EQUIPMENT
ES-3033-20 | ESD-3033 Electric IR Indoor/Outdoor; Dual Bulb; 33'' Long; 3000 W: 208/1 | 1287 | 2024-04-01 | EQUIPMENT
ES-3033-24 | ESD-3033 Electric IR Indoor/Outdoor; Dual Bulb; 33'' Long; 3000 W: 240/1 | 1287 | 2024-04-01 | EQUIPMENT
ES-3061-20 | ES-3061 Electric IR Indoor/Outdoor; Single Bulb; 61'' Long; 3000 W: 208/1 | 1361 | 2024-04-01 | EQUIPMENT
ES-3061-24 | ES-3061 Electric IR Indoor/Outdoor; Single Bulb; 61'' Long; 3000 W: 240/1 | 1361 | 2024-04-01 | EQUIPMENT
ES-4039-20 | ESD-4039 Electric IR Indoor/Outdoor; Dual Bulb; 39'' Long; 4000 W: 208/1 | 1287 | 2024-04-01 | EQUIPMENT
ES-4039-24 | ESD-4039 Electric IR Indoor/Outdoor; Dual Bulb; 39'' Long; 4000 W: 240/1 | 1287 | 2024-04-01 | EQUIPMENT
ES-4061-20 | ES-4061 Electric IR Indoor/Outdoor; Single Bulb; 61'' Long; 4000 W: 208/1 | 1361 | 2024-04-01 | EQUIPMENT
ES-4061-24 | ES-4061 Electric IR Indoor/Outdoor; Single Bulb; 61'' Long; 4000 W: 240/1 | 1361 | 2024-04-01 | EQUIPMENT
ES-5039-20 | ESD-5039 Electric IR Indoor/Outdoor; Dual Bulb; 39'' Long; 5000 W: 208/1 | 1421 | 2024-04-01 | EQUIPMENT
ES-5039-24 | ESD-5039 Electric IR Indoor/Outdoor; Dual Bulb; 39'' Long; 5000 W: 240/1 | 1421 | 2024-04-01 | EQUIPMENT
ES-6061-20 | ESD-6061 Electric IR Indoor/Outdoor; Dual Bulb; 61'' Long; 6000 W: 208/1 | 1633 | 2024-04-01 | EQUIPMENT
ES-6061-24 | ESD-6061 Electric IR Indoor/Outdoor; Dual Bulb; 61'' Long; 6000 W: 240/1 | 1633 | 2024-04-01 | EQUIPMENT
IL-0025-NG | INFRASAVE IL-25 HI INTENSITY HEATER NG | 919 | 2024-04-01 | EQUIPMENT
IL-0037-LP | INFRASAVE IL-37 HI INTENSITY HEATER LP | 958 | 2024-04-01 | EQUIPMENT
IL-0037-NG | INFRASAVE IL-37 HI INTENSITY HEATER NG | 958 | 2024-04-01 | EQUIPMENT
IL-0050-LP | INFRASAVE IL-50 HI INTENSITY HEATER LP | 1151 | 2024-04-01 | EQUIPMENT
IL-0050-NG | INFRASAVE IL-50 HI INTENSITY HEATER NG | 1151 | 2024-04-01 | EQUIPMENT
IL-0075-LP | INFRASAVE IL-75 HI INTENSITY HEATER LP | 1334 | 2024-04-01 | EQUIPMENT
IL-0075-NG | INFRASAVE IL-75 HI INTENSITY HEATER NG | 1334 | 2024-04-01 | EQUIPMENT
IL-0100-LP | INFRASAVE IL-100 HI INTENSITY HEATER LP | 1478 | 2024-04-01 | EQUIPMENT
IL-0100-NG | INFRASAVE IL-100 HI INTENSITY HEATER NG | 1478 | 2024-04-01 | EQUIPMENT
IL-0150-LP | INFRASAVE IL-150 HI INTENSITY HEATER NG | 2471 | 2024-04-01 | EQUIPMENT
IL-0150-NG | INFRASAVE IL-150 HI INTENSITY HEATER NG | 2471 | 2024-04-01 | EQUIPMENT
IL-0200-LP | INFRASAVE IL-200 HI INTENSITY HEATER LP | 2711 | 2024-04-01 | EQUIPMENT
IL-0200-NG | INFRASAVE IL-200 HI INTENSITY HEATER NG | 2711 | 2024-04-01 | EQUIPMENT
IO-0135-LP | OUTDOOR MODEL IO-135 Marine Grade S/S with Black Finish - 35,000 Btuh LP | 2869 | 2024-04-01 | EQUIPMENT
IO-0135-NG | OUTDOOR MODEL IO-135 Marine Grade S/S with Black Finish - 35,000 Btuh NG | 2869 | 2024-04-01 | EQUIPMENT
IO-0135-SL | OUTDOOR MODEL IO-135 Marine Grade S/S - 35,000 Btuh LP | 2869 | 2024-04-01 | EQUIPMENT
IO-0135-SN | OUTDOOR MODEL IO-135 Marine Grade S/S - 35,000 Btuh NG | 2869 | 2024-04-01 | EQUIPMENT
IO-0150-LP | OUTDOOR MODEL IO-150 Marine Grade S/S with Black Finish - 50,000 Btuh LP | 3101 | 2024-04-01 | EQUIPMENT
IO-0150-NG | OUTDOOR MODEL IO-150 Marine Grade S/S with Black Finish - 50,000 Btuh NG | 3101 | 2024-04-01 | EQUIPMENT
IO-0150-SL | OUTDOOR MODEL IO-150 Marine Grade S/S - 50,000 Btuh LP | 3101 | 2024-04-01 | EQUIPMENT
IO-0150-SN | OUTDOOR MODEL IO-150 Marine Grade S/S - 50,000 Btuh NG | 3101 | 2024-04-01 | EQUIPMENT
IO-0152-NG | OUTDOOR MODEL IO-152 Two Stage Marine Grade S/S with Black Finish - 50/36.5 MBH NG Only | 3410 | 2024-04-01 | EQUIPMENT
IO-0152-SN | OUTDOOR MODEL IO-152 Two Stage Marine Grade S/S - 50/36.5 MBH NG Only | 3410 | 2024-04-01 | EQUIPMENT
IO-0212-LP | OUTDOOR MODEL IO-212 Marine Grade S/S with Black Finish - 25,000 Btuh LP | 2600 | 2024-04-01 | EQUIPMENT
IO-0212-NG | OUTDOOR MODEL IO-212 Marine Grade S/S with Black Finish - 25,000 Btuh NG | 2600 | 2024-04-01 | EQUIPMENT
IO-0213-LP | OUTDOOR MODEL IO-213 Marine Grade S/S with Black Finish - 35,000 Btuh LP | 3085 | 2024-04-01 | EQUIPMENT
IO-0213-NG | OUTDOOR MODEL IO-213 Marine Grade S/S with Black Finish - 35,000 Btuh NG | 3085 | 2024-04-01 | EQUIPMENT
IO-0252-NG | OUTDOOR MODEL IO-252 Marine Grade S/S with Black Finish - 50/35,000 Btuh NG | 3666 | 2024-04-01 | EQUIPMENT
IQ-100-20-CN | Premier IQ Model Tube Heater: 100,000 Btuh NG; 20 FT; CDN | 2766 | 2024-04-01 | EQUIPMENT
IQ-110-30-CL | Premier IQ Model Tube Heater: 110,000 Btuh LP; 30 FT; CDN | 2954 | 2024-04-01 | EQUIPMENT
IQ-110-30-CN | Premier IQ Model Tube Heater: 110,000 Btuh NG; 30 FT; CDN | 2954 | 2024-04-01 | EQUIPMENT
IQ-110-40-CL | Premier IQ Model Tube Heater: 110,000 Btuh LP; 40 FT; CDN | 3309 | 2024-04-01 | EQUIPMENT
IQ-110-40-CN | Premier IQ Model Tube Heater: 110,000 Btuh NG; 40 FT; CDN | 3309 | 2024-04-01 | EQUIPMENT
IQ-110-50-CL | Premier IQ Model Tube Heater: 110,000 Btuh LP; 50 FT; CDN | 3817 | 2024-04-01 | EQUIPMENT
IQ-110-50-CN | Premier IQ Model Tube Heater: 110,000 Btuh NG; 50 FT; CDN | 3817 | 2024-04-01 | EQUIPMENT
IQ-130-30-CN | Premier IQ Model Tube Heater: 130,000 Btuh NG; 30 FT; CDN | 2954 | 2024-04-01 | EQUIPMENT
IQ-130-40-CN | Premier IQ Model Tube Heater: 130,000 Btuh NG; 40 FT; CDN | 3309 | 2024-04-01 | EQUIPMENT
IQ-130-50-CN | Premier IQ Model Tube Heater: 130,000 Btuh NG; 50 FT; CDN | 3817 | 2024-04-01 | EQUIPMENT
IQ-155-40-CN | Premier IQ Model Tube Heater: 155,000 Btuh NG; 40 FT; CDN | 3366 | 2024-04-01 | EQUIPMENT
IQ-155-50-CN | Premier IQ Model Tube Heater: 155,000 Btuh NG; 50 FT; CDN | 3876 | 2024-04-01 | EQUIPMENT
IQ-155-60-CN | Premier IQ Model Tube Heater: 155,000 Btuh NG; 60 FT; CDN | 4231 | 2024-04-01 | EQUIPMENT
IQ-175-50-CL | Premier IQ Model Tube Heater: 175,000 Btuh LP; 50 FT; CDN | 4093 | 2024-04-01 | EQUIPMENT
IQ-175-50-CN | Premier IQ Model Tube Heater: 175,000 Btuh NG; 50 FT; CDN | 4093 | 2024-04-01 | EQUIPMENT
IQ-175-60-CL | Premier IQ Model Tube Heater: 175,000 Btuh LP; 60 FT; CDN | 4448 | 2024-04-01 | EQUIPMENT
IQ-175-60-CN | Premier IQ Model Tube Heater: 175,000 Btuh NG; 60 FT; CDN | 4448 | 2024-04-01 | EQUIPMENT
IQ-175-70-CN | Premier IQ Model Tube Heater: 175,000 Btuh NG; 70 FT; CDN | 4802 | 2024-04-01 | EQUIPMENT
IQ-200-50-CN | Premier IQ Model Tube Heater: 200,000 Btuh NG; 50 FT; CDN | 4093 | 2024-04-01 | EQUIPMENT
IQ-200-60-CL | Premier IQ Model Tube Heater: 200,000 Btuh LP; 60 FT; CDN | 4448 | 2024-04-01 | EQUIPMENT
IQ-200-60-CN | Premier IQ Model Tube Heater: 200,000 Btuh NG; 60 FT; CDN | 4448 | 2024-04-01 | EQUIPMENT
IQ-200-70-CL | Premier IQ Model Tube Heater: 200,000 Btuh LP; 70 FT; CDN | 4802 | 2024-04-01 | EQUIPMENT
IQ-200-70-CN | Premier IQ Model Tube Heater: 200,000 Btuh NG; 70 FT; CDN | 4802 | 2024-04-01 | EQUIPMENT
IQ-45-20-CN | Premier IQ Model Tube Heater: 45,000 Btuh NG; 20 FT; CDN | 2597 | 2024-04-01 | EQUIPMENT
IQ-60-20-CN | Premier IQ Model Tube Heater: 60,000 Btuh NG; 20 FT; CDN | 2597 | 2024-04-01 | EQUIPMENT
IQ-60-30-CN | Premier IQ Model Tube Heater: 60,000 Btuh NG; 30 FT; CDN | 2954 | 2024-04-01 | EQUIPMENT
IQ-80-20-CN | Premier IQ Model Tube Heater: 80,000 Btuh NG; 20 FT; CDN | 2597 | 2024-04-01 | EQUIPMENT
IQ-80-30-CN | Premier IQ Model Tube Heater: 80,000 Btuh NG; 30 FT; CDN | 2954 | 2024-04-01 | EQUIPMENT
IQ-80-40-CN | Premier IQ Model Tube Heater: 80,000 Btuh NG; 40 FT; CDN | 3309 | 2024-04-01 | EQUIPMENT
ITB-100-20-CN | Builder ITB Model Tube Heater: 100,000 Btuh NG; 20 FT; CDN | 2524 | 2024-04-01 | EQUIPMENT
ITB-110-30-CL | Builder ITB Model Tube Heater: 110,000 Btuh LP; 30 FT; CDN | 2524 | 2024-04-01 | EQUIPMENT
ITB-110-30-CN | Builder ITB Model Tube Heater: 110,000 Btuh NG; 30 FT; CDN | 2524 | 2024-04-01 | EQUIPMENT
ITB-110-40-CL | Builder ITB Model Tube Heater: 110,000 Btuh LP; 40 FT; CDN | 2776 | 2024-04-01 | EQUIPMENT
ITB-110-40-CN | Builder ITB Model Tube Heater: 110,000 Btuh NG; 40 FT; CDN | 2776 | 2024-04-01 | EQUIPMENT
ITB-110-50-CL | Builder ITB Model Tube Heater: 110,000 Btuh LP; 50 FT; CDN | 3225 | 2024-04-01 | EQUIPMENT
ITB-110-50-CN | Builder ITB Model Tube Heater: 110,000 Btuh NG; 50 FT; CDN | 3225 | 2024-04-01 | EQUIPMENT
ITB-130-30-CN | Builder ITB Model Tube Heater: 130,000 Btuh NG; 30 FT; CDN | 2524 | 2024-04-01 | EQUIPMENT
ITB-130-40-CN | Builder ITB Model Tube Heater: 130,000 Btuh NG; 40 FT; CDN | 2776 | 2024-04-01 | EQUIPMENT
ITB-130-50-CN | Builder ITB Model Tube Heater: 130,000 Btuh NG; 50 FT; CDN | 3225 | 2024-04-01 | EQUIPMENT
ITB-155-40-CN | Builder ITB Model Tube Heater: 155,000 Btuh NG; 40 FT; CDN | 2833 | 2024-04-01 | EQUIPMENT
ITB-155-50-CN | Builder ITB Model Tube Heater: 155,000 Btuh NG; 50 FT; CDN | 3282 | 2024-04-01 | EQUIPMENT
ITB-155-60-CN | Builder ITB Model Tube Heater: 155,000 Btuh NG; 60 FT; CDN | 3555 | 2024-04-01 | EQUIPMENT
ITB-175-50-CL | Builder ITB Model Tube Heater: 175,000 Btuh LP; 50 FT; CDN | 3562 | 2024-04-01 | EQUIPMENT
ITB-175-50-CN | Builder ITB Model Tube Heater: 175,000 Btuh NG; 50 FT; CDN | 3562 | 2024-04-01 | EQUIPMENT
ITB-175-60-CL | Builder ITB Model Tube Heater: 175,000 Btuh LP; 60 FT; CDN | 3834 | 2024-04-01 | EQUIPMENT
ITB-175-60-CN | Builder ITB Model Tube Heater: 175,000 Btuh NG; 60 FT; CDN | 3834 | 2024-04-01 | EQUIPMENT
ITB-175-70-CN | Builder ITB Model Tube Heater: 175,000 Btuh NG; 70 FT; CDN | 4106 | 2024-04-01 | EQUIPMENT
ITB-200-50-CN | Builder ITB Model Tube Heater: 200,000 Btuh NG; 50 FT; CDN | 3562 | 2024-04-01 | EQUIPMENT
ITB-200-60-CL | Builder ITB Model Tube Heater: 200,000 Btuh LP; 60 FT; CDN | 3834 | 2024-04-01 | EQUIPMENT
ITB-200-60-CN | Builder ITB Model Tube Heater: 200,000 Btuh NG; 60 FT; CDN | 3834 | 2024-04-01 | EQUIPMENT
ITB-200-70-CL | Builder ITB Model Tube Heater: 200,000 Btuh LP; 70 FT; CDN | 4106 | 2024-04-01 | EQUIPMENT
ITB-200-70-CN | Builder ITB Model Tube Heater: 200,000 Btuh NG; 70 FT; CDN | 4106 | 2024-04-01 | EQUIPMENT
ITB-45-20-CN | Builder ITB Model Tube Heater: 45,000 Btuh NG; 20 FT; CDN | 2268 | 2024-04-01 | EQUIPMENT
ITB-60-20-CN | Builder ITB Model Tube Heater: 60,000 Btuh NG; 20 FT; CDN | 2268 | 2024-04-01 | EQUIPMENT
ITB-60-30-CN | Builder ITB Model Tube Heater: 60,000 Btuh NG; 30 FT; CDN | 2524 | 2024-04-01 | EQUIPMENT
ITB-80-20-CN | Builder ITB Model Tube Heater: 80,000 Btuh NG; 20 FT; CDN | 2268 | 2024-04-01 | EQUIPMENT
ITB-80-30-CN | Builder ITB Model Tube Heater: 80,000 Btuh NG; 30 FT; CDN | 2524 | 2024-04-01 | EQUIPMENT
ITB-80-40-CN | Builder ITB Model Tube Heater: 80,000 Btuh NG; 40 FT; CDN | 2776 | 2024-04-01 | EQUIPMENT
ITBU-110-15-CL | Builder ITBU Model 'U'-Tube Heater: 110,000 Btuh LP; 15 FT; CDN | 2969 | 2024-04-01 | EQUIPMENT
ITBU-110-15-CN | Builder ITBU Model 'U'-Tube Heater: 110,000 Btuh NG; 15 FT; CDN | 2969 | 2024-04-01 | EQUIPMENT
ITBU-110-20-CL | Builder ITBU Model 'U'-Tube Heater: 110,000 Btuh LP; 20 FT; CDN | 3066 | 2024-04-01 | EQUIPMENT
ITBU-110-20-CN | Builder ITBU Model 'U'-Tube Heater: 110,000 Btuh NG; 20 FT; CDN | 3066 | 2024-04-01 | EQUIPMENT
ITBU-130-15-CN | Builder ITBU Model 'U'-Tube Heater: 130,000 Btuh NG; 15 FT; CDN | 2969 | 2024-04-01 | EQUIPMENT
ITBU-130-20-CN | Builder ITBU Model 'U'-Tube Heater: 130,000 Btuh NG; 20 FT; CDN | 3066 | 2024-04-01 | EQUIPMENT
ITBU-155-20-CN | Builder ITBU Model 'U'-Tube Heater: 155,000 Btuh NG; 20 FT; CDN | 3123 | 2024-04-01 | EQUIPMENT
ITBU-155-30-CN | Builder ITBU Model 'U'-Tube Heater: 155,000 Btuh NG; 30 FT; CDN | 3816 | 2024-04-01 | EQUIPMENT
ITBU-175-30-CN | Builder ITBU Model 'U'-Tube Heater: 175,000 Btuh NG; 30 FT; CDN | 4112 | 2024-04-01 | EQUIPMENT
ITBU-200-30-CN | Builder ITBU Model 'U'-Tube Heater: 200,000 Btuh NG; 30 FT; CDN | 4112 | 2024-04-01 | EQUIPMENT
ITBU-60-10-CN | Builder ITBU Model 'U'-Tube Heater: 60,000 Btuh NG; 10 FT; CDN | 2537 | 2024-04-01 | EQUIPMENT
ITBU-80-10-CN | Builder ITBU Model 'U'-Tube Heater: 80,000 Btuh NG; 10 FT; CDN | 2537 | 2024-04-01 | EQUIPMENT
ITBU-80-15-CN | Builder ITBU Model 'U'-Tube Heater: 80,000 Btuh NG; 15 FT; CDN | 2969 | 2024-04-01 | EQUIPMENT
ITT-110-30-CL | Infrasave ITT 2-Stage Tube Heater: 110/75,000 Btuh LP; 30 FT; CDN | 2672 | 2024-04-01 | EQUIPMENT
ITT-110-30-CN | Infrasave ITT 2-Stage Tube Heater: 110/75,000 Btuh NG; 30 FT; CDN | 2672 | 2024-04-01 | EQUIPMENT
ITT-110-40-CL | Infrasave ITT 2-Stage Tube Heater: 110/75,000 Btuh LP; 40 FT; CDN | 2923 | 2024-04-01 | EQUIPMENT
ITT-110-40-CN | Infrasave ITT 2-Stage Tube Heater: 110/75,000 Btuh NG; 40 FT; CDN | 2923 | 2024-04-01 | EQUIPMENT
ITT-130-30-CN | Infrasave ITT 2-Stage Tube Heater: 130/90,000 Btuh NG; 30 FT; CDN | 2672 | 2024-04-01 | EQUIPMENT
ITT-130-40-CN | Infrasave ITT 2-Stage Tube Heater: 130/90,000 Btuh NG; 40 FT; CDN | 2923 | 2024-04-01 | EQUIPMENT
ITT-155-40-CN | Infrasave ITT 2-Stage Tube Heater: 155/110,000 Btuh NG; 40 FT; CDN | 2996 | 2024-04-01 | EQUIPMENT
ITT-155-50-CN | Infrasave ITT 2-Stage Tube Heater: 155/110,000 Btuh NG; 50 FT; CDN | 3448 | 2024-04-01 | EQUIPMENT
ITT-175-50-CN | Infrasave ITT 2-Stage Tube Heater: 175/125,000 Btuh NG; 50 FT; CDN | 3727 | 2024-04-01 | EQUIPMENT
ITT-175-60-CN | Infrasave ITT 2-Stage Tube Heater: 175/125,000 Btuh NG; 60 FT; CDN | 3998 | 2024-04-01 | EQUIPMENT
ITT-200-50-CN | Infrasave ITT 2-Stage Tube Heater: 200/140,000 Btuh NG; 50 FT; CDN | 3727 | 2024-04-01 | EQUIPMENT
ITT-200-60-CN | Infrasave ITT 2-Stage Tube Heater: 200/140,000 Btuh NG; 60 FT; CDN | 3998 | 2024-04-01 | EQUIPMENT
ITT-80-20-CN | Infrasave ITT 2-Stage Tube Heater: 80/60,000 Btuh NG; 20 FT; CDN | 2418 | 2024-04-01 | EQUIPMENT
ITT-80-30-CN | Infrasave ITT 2-Stage Tube Heater: 80/60,000 Btuh NG; 30 FT; CDN | 2672 | 2024-04-01 | EQUIPMENT
ITTU-110-15-CL | Infrasave ITTU 2-Stage 'U'-Tube Heater: 110/75,000 Btuh LP; 15 FT; CDN | 3117 | 2024-04-01 | EQUIPMENT
ITTU-110-15-CN | Infrasave ITTU 2-Stage 'U'-Tube Heater: 110/75,000 Btuh NG; 15 FT; CDN | 3117 | 2024-04-01 | EQUIPMENT
ITTU-110-20-CL | Infrasave ITTU 2-Stage 'U'-Tube Heater: 110/75,000 Btuh LP; 20 FT; CDN | 3215 | 2024-04-01 | EQUIPMENT
ITTU-110-20-CN | Infrasave ITTU 2-Stage 'U'-Tube Heater: 110/75,000 Btuh NG; 20 FT; CDN | 3215 | 2024-04-01 | EQUIPMENT
ITTU-130-15-CN | Infrasave ITTU 2-Stage 'U'-Tube Heater: 130/90,000 Btuh NG; 15 FT; CDN | 3117 | 2024-04-01 | EQUIPMENT
ITTU-130-20-CN | Infrasave ITTU 2-Stage 'U'-Tube Heater: 130/90,000 Btuh NG; 20 FT; CDN | 3215 | 2024-04-01 | EQUIPMENT
ITTU-155-20-CN | Infrasave ITTU 2-Stage 'U'-Tube Heater: 155/110,000 Btuh NG; 20 FT; CDN | 3288 | 2024-04-01 | EQUIPMENT
ITTU-155-30-CN | Infrasave ITTU 2-Stage 'U'-Tube Heater: 155/110,000 Btuh NG; 30 FT; CDN | 3977 | 2024-04-01 | EQUIPMENT
ITTU-175-30-CN | Infrasave ITTU 2-Stage 'U'-Tube Heater: 175/125,000 Btuh NG; 30 FT; CDN | 4277 | 2024-04-01 | EQUIPMENT
ITTU-200-30-CN | Infrasave ITTU 2-Stage 'U'-Tube Heater: 200/140,000 Btuh NG; 30 FT; CDN | 4277 | 2024-04-01 | EQUIPMENT
ITTU-80-10-CN | Infrasave ITTU 2-Stage 'U'-Tube Heater: 80/60,000 Btuh NG; 10 FT; CDN | 2688 | 2024-04-01 | EQUIPMENT
ITTU-80-15-CN | Infrasave ITTU 2-Stage 'U'-Tube Heater: 80/60,000 Btuh NG; 15 FT; CDN | 3117 | 2024-04-01 | EQUIPMENT
IW-110-30-CL | Harsh Environ. S/S Burner Housing Tube Heater: 110,000 Btuh LP; 30 FT; CDN | 4208 | 2024-04-01 | EQUIPMENT
IW-110-30-CN | Harsh Environ. S/S Burner Housing Tube Heater: 110,000 Btuh NG; 30 FT; CDN | 4127 | 2024-04-01 | EQUIPMENT
IW-110-40-CL | Harsh Environ. S/S Burner Housing Tube Heater: 110,000 Btuh LP; 40 FT; CDN | 4540 | 2024-04-01 | EQUIPMENT
IW-110-40-CN | Harsh Environ. S/S Burner Housing Tube Heater: 110,000 Btuh NG; 40 FT; CDN | 4540 | 2024-04-01 | EQUIPMENT
IW-110-50-CL | Harsh Environ. S/S Burner Housing Tube Heater: 110,000 Btuh LP; 50 FT; CDN | 5080 | 2024-04-01 | EQUIPMENT
IW-110-50-CN | Harsh Environ. S/S Burner Housing Tube Heater: 110,000 Btuh NG; 50 FT; CDN | 5080 | 2024-04-01 | EQUIPMENT
IW-130-30-CN | Harsh Environ. S/S Burner Housing Tube Heater: 130,000 Btuh NG; 30 FT; CDN | 4127 | 2024-04-01 | EQUIPMENT
IW-130-40-CN | Harsh Environ. S/S Burner Housing Tube Heater: 130,000 Btuh NG; 40 FT; CDN | 4540 | 2024-04-01 | EQUIPMENT
IW-130-50-CN | Harsh Environ. S/S Burner Housing Tube Heater: 130,000 Btuh NG; 50 FT; CDN | 5080 | 2024-04-01 | EQUIPMENT
IW-155-40-CN | Harsh Environ. S/S Burner Housing Tube Heater: 155,000 Btuh NG; 40 FT; CDN | 4588 | 2024-04-01 | EQUIPMENT
IW-155-50-CN | Harsh Environ. S/S Burner Housing Tube Heater: 155,000 Btuh NG; 50 FT; CDN | 5132 | 2024-04-01 | EQUIPMENT
IW-155-60-CN | Harsh Environ. S/S Burner Housing Tube Heater: 155,000 Btuh NG; 60 FT; CDN | 5504 | 2024-04-01 | EQUIPMENT
IW-175-50-CL | Harsh Environ. S/S Burner Housing Tube Heater: 175,000 Btuh LP; 50 FT; CDN | 5464 | 2024-04-01 | EQUIPMENT
IW-175-50-CN | Harsh Environ. S/S Burner Housing Tube Heater: 175,000 Btuh NG; 50 FT; CDN | 5464 | 2024-04-01 | EQUIPMENT
IW-175-60-CL | Harsh Environ. S/S Burner Housing Tube Heater: 175,000 Btuh LP; 60 FT; CDN | 5839 | 2024-04-01 | EQUIPMENT
IW-175-60-CN | Harsh Environ. S/S Burner Housing Tube Heater: 175,000 Btuh NG; 60 FT; CDN | 5839 | 2024-04-01 | EQUIPMENT
IW-175-70-CN | Harsh Environ. S/S Burner Housing Tube Heater: 175,000 Btuh NG; 70 FT; CDN | 6231 | 2024-04-01 | EQUIPMENT
IW-200-50-CN | Harsh Environ. S/S Burner Housing Tube Heater: 200,000 Btuh NG; 50 FT; CDN | 5464 | 2024-04-01 | EQUIPMENT
IW-200-60-CL | Harsh Environ. S/S Burner Housing Tube Heater: 200,000 Btuh LP; 60 FT; CDN | 5839 | 2024-04-01 | EQUIPMENT
IW-200-60-CN | Harsh Environ. S/S Burner Housing Tube Heater: 200,000 Btuh NG; 60 FT; CDN | 5839 | 2024-04-01 | EQUIPMENT
IW-200-70-CL | Harsh Environ. S/S Burner Housing Tube Heater: 200,000 Btuh LP; 70 FT; CDN | 6231 | 2024-04-01 | EQUIPMENT
IW-200-70-CN | Harsh Environ. S/S Burner Housing Tube Heater: 200,000 Btuh NG; 70 FT; CDN | 6231 | 2024-04-01 | EQUIPMENT
IW2-110-30-CL | 2-Stage Harsh Environ.Tube Htr: S/S Burner House + Aluminized Tube/Reflector; 110/75 MBH LP; 30 FT; CDN | 4298 | 2024-04-01 | EQUIPMENT
IW2-110-30-CN | 2-Stage Harsh Environ.Tube Htr: S/S Burner House + Aluminized Tube/Reflector; 110/75 MBH NG; 30 FT; CDN | 4298 | 2024-04-01 | EQUIPMENT
IW2-110-40-CN | 2-Stage Harsh Environ.Tube Htr: S/S Burner House + Aluminized Tube/Reflector; 110/75 MBH LP; 40 FT; CDN | 4712 | 2024-04-01 | EQUIPMENT
IW2-130-30-CN | 2-Stage Harsh Environ.Tube Htr: S/S Burner House + Aluminized Tube/Reflector; 130/90 MBH NG; 30 FT; CDN | 4298 | 2024-04-01 | EQUIPMENT
IW2-130-40-CN | 2-Stage Harsh Environ.Tube Htr: S/S Burner House + Aluminized Tube/Reflector; 130/90 MBH NG; 40 FT; CDN | 4712 | 2024-04-01 | EQUIPMENT
IW2-155-40-CN | 2-Stage Harsh Environ.Tube Htr: S/S Burner House + Aluminized Tube/Reflector; 155/110 MBH NG; 40 FT; CDN | 4760 | 2024-04-01 | EQUIPMENT
IW2-155-50-CN | 2-Stage Harsh Environ.Tube Htr: S/S Burner House + Aluminized Tube/Reflector; 155/110 MBH NG; 50 FT; CDN | 5302 | 2024-04-01 | EQUIPMENT
IW2-175-50-CN | 2-Stage Harsh Environ.Tube Htr: S/S Burner House + Aluminized Tube/Reflector; 175/125 MBH NG; 50 FT; CDN | 5634 | 2024-04-01 | EQUIPMENT
IW2-175-60-CN | 2-Stage Harsh Environ.Tube Htr: S/S Burner House + Aluminized Tube/Reflector; 175/125 MBH NG; 60 FT; CDN | 6008 | 2024-04-01 | EQUIPMENT
IW2-200-50-CN | 2-Stage Harsh Environ.Tube Htr: S/S Burner House + Aluminized Tube/Reflector; 200/140 MBH NG; 50 FT; CDN | 5634 | 2024-04-01 | EQUIPMENT
IW2-200-60-CN | 2-Stage Harsh Environ.Tube Htr: S/S Burner House + Aluminized Tube/Reflector; 200/140 MBH NG; 60 FT; CDN | 6008 | 2024-04-01 | EQUIPMENT
IW2-80-20-CN | 2-Stage Harsh Environ.Tube Htr: S/S Burner House + Aluminized Tube/Reflector; 80/60 MBH NG; 20 FT; CDN | 3940 | 2024-04-01 | EQUIPMENT
IW2-80-30-CN | 2-Stage Harsh Environ.Tube Htr: S/S Burner House + Aluminized Tube/Reflector; 80/60 MBH NG; 30 FT; CDN | 4298 | 2024-04-01 | EQUIPMENT
IW2S-110-40-CL | 2-Stage Harsh Environ.Tube Htr: S/S Burner House + S/S Tube/Reflector; 110/75,000 Btuh LP; 40 FT; CDN | 7231 | 2024-04-01 | EQUIPMENT
IW2S-110-40-CN | 2-Stage Harsh Environ.Tube Htr: S/S Burner House + S/S Tube/Reflector; 110/75,000 Btuh NG; 40 FT; CDN | 7231 | 2024-04-01 | EQUIPMENT
IW2S-130-40-CN | 2-Stage Harsh Environ.Tube Htr: S/S Burner House + S/S Tube/Reflector; 130/90,000 Btuh NG; 40 FT; CDN | 7231 | 2024-04-01 | EQUIPMENT
IW2S-155-50-CN | 2-Stage Harsh Environ.Tube Htr: S/S Burner House + S/S Tube/Reflector; 155/110,000 Btuh NG; 50 FT; CDN | 8570 | 2024-04-01 | EQUIPMENT
IW2S-175-60-CN | 2-Stage Harsh Environ.Tube Htr: S/S Burner House + S/S Tube/Reflector; 175/125,000 Btuh NG; 60 FT; CDN | 9626 | 2024-04-01 | EQUIPMENT
IW2S-200-60-CN | 2-Stage Harsh Environ.Tube Htr: S/S Burner House + S/S Tube/Reflector; 200/140,000 Btuh NG; 60 FT; CDN | 9626 | 2024-04-01 | EQUIPMENT
IW2S-80-30-CN | 2-Stage Harsh Environ.Tube Htr: S/S Burner House + S/S Tube/Reflector; 80/60,000 Btuh NG; 30 FT; CDN | 6254 | 2024-04-01 | EQUIPMENT
IW-45-20-CN | Harsh Environ. S/S Burner Housing Tube Heater: 45,000 Btuh NG; 20 FT; CDN | 3768 | 2024-04-01 | EQUIPMENT
IW-60-20-CN | Harsh Environ. S/S Burner Housing Tube Heater: 60,000 Btuh NG; 20 FT; CDN | 3768 | 2024-04-01 | EQUIPMENT
IW-60-30-CN | Harsh Environ. S/S Burner Housing Tube Heater: 60,000 Btuh NG; 30 FT; CDN | 4127 | 2024-04-01 | EQUIPMENT
IW-80-20-CN | Harsh Environ. S/S Burner Housing Tube Heater: 80,000 Btuh NG; 20 FT; CDN | 3768 | 2024-04-01 | EQUIPMENT
IW-80-30-CN | Harsh Environ. S/S Burner Housing Tube Heater: 80,000 Btuh NG; 30 FT; CDN | 4127 | 2024-04-01 | EQUIPMENT
IW-80-40-CN | Harsh Environ. S/S Burner Housing Tube Heater: 80,000 Btuh NG; 40 FT; CDN | 4540 | 2024-04-01 | EQUIPMENT
IWP-110-30-CL | Wet/Outdoor Coated Burner Housing Tube Heater: 110,000 Btuh LP; 30 FT; CDN | 3717 | 2024-04-01 | EQUIPMENT
IWP-110-30-CN | Wet/Outdoor Coated Burner Housing Tube Heater: 110,000 Btuh NG; 30 FT; CDN | 3717 | 2024-04-01 | EQUIPMENT
IWP-110-40-CL | Wet/Outdoor Coated Burner Housing Tube Heater: 110,000 Btuh LP; 40 FT; CDN | 4130 | 2024-04-01 | EQUIPMENT
IWP-110-40-CN | Wet/Outdoor Coated Burner Housing Tube Heater: 110,000 Btuh NG; 40 FT; CDN | 4130 | 2024-04-01 | EQUIPMENT
IWP-110-50-CL | Wet/Outdoor Coated Burner Housing Tube Heater: 110,000 Btuh LP; 50 FT; CDN | 4673 | 2024-04-01 | EQUIPMENT
IWP-110-50-CN | Wet/Outdoor Coated Burner Housing Tube Heater: 110,000 Btuh NG; 50 FT; CDN | 4673 | 2024-04-01 | EQUIPMENT
IWP-130-30-CN | Wet/Outdoor Coated Burner Housing Tube Heater: 130,000 Btuh NG; 30 FT; CDN | 3717 | 2024-04-01 | EQUIPMENT
IWP-130-40-CN | Wet/Outdoor Coated Burner Housing Tube Heater: 130,000 Btuh NG; 40 FT; CDN | 4130 | 2024-04-01 | EQUIPMENT
IWP-130-50-CN | Wet/Outdoor Coated Burner Housing Tube Heater: 130,000 Btuh NG; 50 FT; CDN | 4673 | 2024-04-01 | EQUIPMENT
IWP-155-40-CN | Wet/Outdoor Coated Burner Housing Tube Heater: 155,000 Btuh NG; 40 FT; CDN | 4199 | 2024-04-01 | EQUIPMENT
IWP-155-50-CN | Wet/Outdoor Coated Burner Housing Tube Heater: 155,000 Btuh NG; 50 FT; CDN | 4743 | 2024-04-01 | EQUIPMENT
IWP-155-60-CN | Wet/Outdoor Coated Burner Housing Tube Heater: 155,000 Btuh NG; 60 FT; CDN | 5117 | 2024-04-01 | EQUIPMENT
IWP-175-50-CL | Wet/Outdoor Coated Burner Housing Tube Heater: 175,000 Btuh LP; 50 FT; CDN | 5051 | 2024-04-01 | EQUIPMENT
IWP-175-50-CN | Wet/Outdoor Coated Burner Housing Tube Heater: 175,000 Btuh NG; 50 FT; CDN | 5051 | 2024-04-01 | EQUIPMENT
IWP-175-60-CL | Wet/Outdoor Coated Burner Housing Tube Heater: 175,000 Btuh LP; 60 FT; CDN | 5423 | 2024-04-01 | EQUIPMENT
IWP-175-60-CN | Wet/Outdoor Coated Burner Housing Tube Heater: 175,000 Btuh NG; 60 FT; CDN | 5423 | 2024-04-01 | EQUIPMENT
IWP-175-70-CN | Wet/Outdoor Coated Burner Housing Tube Heater: 175,000 Btuh NG; 70 FT; CDN | 5818 | 2024-04-01 | EQUIPMENT
IWP-200-50-CN | Wet/Outdoor Coated Burner Housing Tube Heater: 200,000 Btuh NG; 50 FT; CDN | 5051 | 2024-04-01 | EQUIPMENT
IWP-200-60-CL | Wet/Outdoor Coated Burner Housing Tube Heater: 200,000 Btuh LP; 60 FT; CDN | 5423 | 2024-04-01 | EQUIPMENT
IWP-200-60-CN | Wet/Outdoor Coated Burner Housing Tube Heater: 200,000 Btuh NG; 60 FT; CDN | 5423 | 2024-04-01 | EQUIPMENT
IWP-200-70-CL | Wet/Outdoor Coated Burner Housing Tube Heater: 200,000 Btuh LP; 70 FT; CDN | 5818 | 2024-04-01 | EQUIPMENT
IWP-200-70-CN | Wet/Outdoor Coated Burner Housing Tube Heater: 200,000 Btuh NG; 70 FT; CDN | 5818 | 2024-04-01 | EQUIPMENT
IWP2-110-30-CL | 2-Stage Wet/Outdoor Tube: Powder Coat Burner House + Alum'd Tube/Reflector; 110/75 MBH ; 30 FT; CDN | 3890 | 2024-04-01 | EQUIPMENT
IWP2-110-30-CN | 2-Stage Wet/Outdoor Tube: Powder Coat Burner House + Alum'd Tube/Reflector; 110/75 MBH ; 30 FT; CDN | 3890 | 2024-04-01 | EQUIPMENT
IWP2-110-40-CL | 2-Stage Wet/Outdoor Tube: Powder Coat Burner House + Alum'd Tube/Reflector; 110/75 MBH ; 40 FT; CDN | 4303 | 2024-04-01 | EQUIPMENT
IWP2-110-40-CN | 2-Stage Wet/Outdoor Tube: Powder Coat Burner House + Alum'd Tube/Reflector; 110/75 MBH ; 40 FT; CDN | 4303 | 2024-04-01 | EQUIPMENT
IWP2-130-30-CN | 2-Stage Wet/Outdoor Tube: Powder Coat Burner House + Alum'd Tube/Reflector; 130/90 MBH ; 30 FT; CDN | 3890 | 2024-04-01 | EQUIPMENT
IWP2-130-40-CN | 2-Stage Wet/Outdoor Tube: Powder Coat Burner House + Alum'd Tube/Reflector; 130/90 MBH ; 40 FT; CDN | 4303 | 2024-04-01 | EQUIPMENT
IWP2-155-40-CN | 2-Stage Wet/Outdoor Tube: Powder Coat Burner House + Alum'd Tube/Reflector; 155/110 MBH ; 40 FT; CDN | 4372 | 2024-04-01 | EQUIPMENT
IWP2-155-50-CN | 2-Stage Wet/Outdoor Tube: Powder Coat Burner House + Alum'd Tube/Reflector; 155/110 MBH ; 50 FT; CDN | 4914 | 2024-04-01 | EQUIPMENT
IWP2-175-50-CN | 2-Stage Wet/Outdoor Tube: Powder Coat Burner House + Alum'd Tube/Reflector; 175/125 MBH ; 50 FT; CDN | 5222 | 2024-04-01 | EQUIPMENT
IWP2-175-60-CN | 2-Stage Wet/Outdoor Tube: Powder Coat Burner House + Alum'd Tube/Reflector; 175/125 MBH ; 60 FT; CDN | 5594 | 2024-04-01 | EQUIPMENT
IWP2-200-50-CN | 2-Stage Wet/Outdoor Tube: Powder Coat Burner House + Alum'd Tube/Reflector; 200/140 MBH ; 50 FT; CDN | 5222 | 2024-04-01 | EQUIPMENT
IWP2-200-60-CN | 2-Stage Wet/Outdoor Tube: Powder Coat Burner House + Alum'd Tube/Reflector; 200/140 MBH ; 60 FT; CDN | 5594 | 2024-04-01 | EQUIPMENT
IWP2-80-20-CN | 2-Stage Wet/Outdoor Tube: Powder Coat Burner House + Alum'd Tube/Reflector; 80/60 MBH ; 20 FT; CDN | 3533 | 2024-04-01 | EQUIPMENT
IWP2-80-30-CN | 2-Stage Wet/Outdoor Tube: Powder Coat Burner House + Alum'd Tube/Reflector; 80/60 MBH ; 30 FT; CDN | 3890 | 2024-04-01 | EQUIPMENT
IWP-45-20-CN | Wet/Outdoor Coated Burner Housing Tube Heater: 45,000 Btuh NG; 20 FT; CDN | 3359 | 2024-04-01 | EQUIPMENT
IWP-60-20-CN | Wet/Outdoor Coated Burner Housing Tube Heater: 60,000 Btuh NG; 20 FT; CDN | 3359 | 2024-04-01 | EQUIPMENT
IWP-60-30-CN | Wet/Outdoor Coated Burner Housing Tube Heater: 60,000 Btuh NG; 30 FT; CDN | 3717 | 2024-04-01 | EQUIPMENT
IWP-80-20-CN | Wet/Outdoor Coated Burner Housing Tube Heater: 80,000 Btuh NG; 20 FT; CDN | 3359 | 2024-04-01 | EQUIPMENT
IWP-80-30-CN | Wet/Outdoor Coated Burner Housing Tube Heater: 80,000 Btuh NG; 30 FT; CDN | 3717 | 2024-04-01 | EQUIPMENT
IWP-80-40-CN | Wet/Outdoor Coated Burner Housing Tube Heater: 80,000 Btuh NG; 40 FT; CDN | 4130 | 2024-04-01 | EQUIPMENT
IWS-110-40-CL | Harsh Environ.Tube Htr: S/S Burner House + S/S Tube/Reflector; 110,000 Btuh LP; 40 FT; CDN | 7067 | 2024-04-01 | EQUIPMENT
IWS-110-40-CN | Harsh Environ.Tube Htr: S/S Burner House + S/S Tube/Reflector; 110,000 Btuh NG; 40 FT; CDN | 7067 | 2024-04-01 | EQUIPMENT
IWS-110-50-CL | Harsh Environ.Tube Htr: S/S Burner House + S/S Tube/Reflector; 110,000 Btuh LP; 50 FT; CDN | 8359 | 2024-04-01 | EQUIPMENT
IWS-110-50-CN | Harsh Environ.Tube Htr: S/S Burner House + S/S Tube/Reflector; 110,000 Btuh NG; 50 FT; CDN | 8359 | 2024-04-01 | EQUIPMENT
IWS-130-40-CN | Harsh Environ.Tube Htr: S/S Burner House + S/S Tube/Reflector; 130,000 Btuh NG; 40 FT; CDN | 7067 | 2024-04-01 | EQUIPMENT
IWS-130-50-CN | Harsh Environ.Tube Htr: S/S Burner House + S/S Tube/Reflector; 130,000 Btuh NG; 50 FT; CDN | 8359 | 2024-04-01 | EQUIPMENT
IWS-155-50-CN | Harsh Environ.Tube Htr: S/S Burner House + S/S Tube/Reflector; 155,000 Btuh NG; 50 FT; CDN | 8405 | 2024-04-01 | EQUIPMENT
IWS-155-60-CN | Harsh Environ.Tube Htr: S/S Burner House + S/S Tube/Reflector; 155,000 Btuh NG; 60 FT; CDN | 9386 | 2024-04-01 | EQUIPMENT
IWS-175-60-CL | Harsh Environ.Tube Htr: S/S Burner House + S/S Tube/Reflector; 175,000 Btuh LP; 60 FT; CDN | 9464 | 2024-04-01 | EQUIPMENT
IWS-175-60-CN | Harsh Environ.Tube Htr: S/S Burner House + S/S Tube/Reflector; 175,000 Btuh NG; 60 FT; CDN | 9464 | 2024-04-01 | EQUIPMENT
IWS-175-70-CN | Harsh Environ.Tube Htr: S/S Burner House + S/S Tube/Reflector; 175,000 Btuh NG; 70 FT; CDN | 10444 | 2024-04-01 | EQUIPMENT
IWS-200-60-CL | Harsh Environ.Tube Htr: S/S Burner House + S/S Tube/Reflector; 200,000 Btuh LP; 60 FT; CDN | 9464 | 2024-04-01 | EQUIPMENT
IWS-200-60-CN | Harsh Environ.Tube Htr: S/S Burner House + S/S Tube/Reflector; 200,000 Btuh NG; 60 FT; CDN | 9464 | 2024-04-01 | EQUIPMENT
IWS-200-70-CL | Harsh Environ.Tube Htr: S/S Burner House + S/S Tube/Reflector; 200,000 Btuh LP; 70 FT; CDN | 10444 | 2024-04-01 | EQUIPMENT
IWS-200-70-CN | Harsh Environ.Tube Htr: S/S Burner House + S/S Tube/Reflector; 200,000 Btuh NG; 70 FT; CDN | 10444 | 2024-04-01 | EQUIPMENT
IWS-45-20-CN | Harsh Environ.Tube Htr: S/S Burner House + S/S Tube/Reflector; 45,000 Btuh NG; 20 FT; CDN | 5111 | 2024-04-01 | EQUIPMENT
IWS-60-30-CN | Harsh Environ.Tube Htr: S/S Burner House + S/S Tube/Reflector; 60,000 Btuh NG; 30 FT; CDN | 6088 | 2024-04-01 | EQUIPMENT
IWS-80-30-CN | Harsh Environ.Tube Htr: S/S Burner House + S/S Tube/Reflector; 80,000 Btuh NG; 30 FT; CDN | 6088 | 2024-04-01 | EQUIPMENT
IWS-80-40-CN | Harsh Environ.Tube Htr: S/S Burner House + S/S Tube/Reflector; 80,000 Btuh NG; 40 FT; CDN | 7067 | 2024-04-01 | EQUIPMENT
JA-0500-SS-P | S/S TUBE SWAGED - STEEL FLANGE (NO SITE GLASS) | 670 | 2024-04-01 | PARTS
JA-0500-SW-P | S/S FLANGED TUBE SWAGED - CAR WASH (NO PORTS) | 810 | 2024-04-01 | PARTS
JA-0501-PA-P | ALUM FLANGE TUBE SWAGED PAINT (NO HOLES) | 565 | 2024-04-01 | PARTS
JA-0501-SW-P | ALUMINIZED FLANGE TUBE SWAGED (NO PORTS) | 534 | 2024-04-01 | PARTS
JA-0506-SS-M | Gas Valve VK8105M- 5005-4 Modulating, White Coil-15V/310mA | 321 | 2024-04-01 | PARTS
JA-0506-TS | GAS VALVE VR8205Q2969 NG TWO STAGE 5"-3" W.C. | 439 | 2024-04-01 | PARTS
JA-0506-TT | GAS VALVE VR8205Q2480 NG TWO STAGE | 439 | 2024-04-01 | PARTS
JA-0506-XX | GAS VALVE VR8205H1003B NG 3.5"W.C. | 369 | 2024-04-01 | PARTS
JA-0507-TT | GAS VALVE VR8205Q2944 LP TWO STAGE | 439 | 2024-04-01 | PARTS
JA-0507-XX | GAS VALVE VR8205K1173B LP SLOW OPEN 10"W.C. | 439 | 2024-04-01 | PARTS
JA-0508-SW | ELBOW 90° (SWAGED) | 206 | 2024-04-01 | PARTS
JA-0514-XX | VENT TEE - 4" X 4" X 6" | 256 | 2024-04-01 | ACCESSORIES
JA-0516-AA | COUPLING KIT - STSP | 86 | 2024-04-01 | ACCESSORIES
JA-0516-AK | DOUBLE SLEEVE COUPLING KIT WITH RIVETS - STSP | 115 | 2024-04-01 | PARTS
JA-0516-DS | DRILL BIT S/S- 1/4" FOR REPAIR KIT JA-0516-RK | 55 | 2024-04-01 | PARTS
JA-0516-RK | COUPLER + RIVET 175/200 FIRST TO SECOND TUBE | 94 | 2024-04-01 | PARTS
JA-0516-RS | RIVET - S/S - 1/4" x 1/2" (ULTRA) | 27 | 2024-04-01 | PARTS
JA-0516-RV | RIVET - STEEL - 1/4" x 1/2" FOR REPAIR KIT JA-0516-RK | 3 | 2024-04-01 | PARTS
JA-0516-SS | COUPLER - S/S SWAGED PIPE | 47 | 2024-04-01 | PARTS
JA-0516-SW | COUPLER - TORCTITE 4" SWAGED TUBE | 37 | 2024-04-01 | PARTS
JA-0516-UC | BOLT CLAMP - "U" - 4" | 32 | 2024-04-01 | PARTS
JA-0516-UH | "U"-BOLT - 4" FOR U-TUBE HANGER | 12 | 2024-04-01 | PARTS
JA-0516-UK | TWO NUTS + TWO TEK SCREWS FOR U-TUBE HANGER | 8 | 2024-04-01 | PARTS
JA-0516-XX | N/A: COUPLING KIT - S/S USE JA-0516-SS | 118 | 2024-04-01 | PARTS
JA-0526-HK | GAS VALVE - NG 60-200 HONEYWELL VR4205M 120V with LP Spring | 504 | 2024-04-01 | PARTS
JA-0526-HN | GAS VALVE - NG 60-200 HONEYWELL VR4205M 120V | 452 | 2024-04-01 | PARTS
JA-0528-XX | WALL VENT TERMINAL - 4" HORIZONTAL | 51 | 2024-04-01 | ACCESSORIES
JA-0529-XX | WALL VENT TERMINAL - 6" HORIZONTAL | 61 | 2024-04-01 | ACCESSORIES
JA-0567-RK | FENWAL DSI/WIRES/IGNITOR - TUBE HEATER - REPLACEMENT KIT | 371 | 2024-04-01 | PARTS
JA-0567-XX | FENWAL DSI CONTROL 35-615947-227 - 24 VAC - TUBE HEATER | 223 | 2024-04-01 | PARTS
JA-0569-FS | SENSOR FLAME - 5.75" | 27 | 2024-04-01 | PARTS
JA-0569-LW | LEAD WIRE 15" MICA - SENSOR FLAME | 17 | 2024-04-01 | PARTS
JA-0569-XX | SENSOR FLAME - w/ 30" LEAD | 53 | 2024-04-01 | PARTS
JA-0571-KT | IGNITOR & GASKET KIT - DSI TUBE HEATER | 88 | 2024-04-01 | PARTS
JA-0581-XX | GASKET IGNITOR | 8 | 2024-04-01 | PARTS
JA-0775-SB | Power Unit - SST- 24VDC - 75W | 120 | 2024-04-01 | PARTS
JA-0775-SC | Power Unit - SST- 24VDC - 100W | 139 | 2024-04-01 | PARTS
JA-0775-XX | TRANSFORMER - 120/24V, 20VA AT120B1028 | 62 | 2024-04-01 | PARTS
JA-0780-XS | PROTECTIVE SCREEN - 5' - TM-xxxx-SX Tube Kits | 202 | 2024-04-01 | ACCESSORIES
JA-0780-XX | PROTECTIVE SCREEN - 5' - TS-xxxx-JZ Tube Kits | 202 | 2024-04-01 | ACCESSORIES
JB-0567-XX | ELECTRICAL CORD - 6' | 33 | 2024-04-01 | PARTS
JB-0568-AA | DSI CONTROL - 3 TRY POTTED GASLITER 50N | 353 | 2024-04-01 | PARTS
JB-0568-WH | WIRING HARNESS -3 TRIAL POTTED SPARK 24V | 49 | 2024-04-01 | PARTS
JB-0575-XX | TRANSFORMER - 150B HSI | 134 | 2024-04-01 | PARTS
JC-0102-XX | AIR BARRIER CONTROL BOARD (1000 SERIES) 120V, 60hZ. | 647 | 2024-04-01 | PARTS
JC-0110-XX | Control board, 1200 Series, 36", 48", 60" | 630 | 2024-04-01 | PARTS
JC-0202-XX | AIR CURTAIN MOTHER BOARD | 1106 | 2024-04-01 | PARTS
JC-0210-XX | AIR CURTAIN DOOR SWITCH | 92 | 2024-04-01 | ACCESSORIES
JC-0220-XX | AIR CURTAIN THERMAL CUT OUT FOR 2500 SERIES | 146 | 2024-04-01 | PARTS
JC-0260-XX | AIR CURTAIN MODBUS PCB | 268 | 2024-04-01 | ACCESSORIES
JC-0263-XX | Motor, 2000 Series 230v-60Hz | 2098 | 2024-04-01 | PARTS
JC-0265-XX | Impeller - RH (2000 Series) for 1.5m unit | 1119 | 2024-04-01 | PARTS
JC-0266-XX | Impeller - LH (2000 Series) for 1.5m unit | 1119 | 2024-04-01 | PARTS
JC-0268-XX | Heater Assy, 2000 Series 208v-60Hz | 1574 | 2024-04-01 | PARTS
JC-0270-XX | Fan Deck Assembly (2500 Series) for 1.5m unit | 5513 | 2024-04-01 | PARTS
JC-0280-XX | AIR CURTAIN EEPROM MODULE | 47 | 2024-04-01 | ACCESSORIES
JC-0300-BK | Air Curtain Custom Color Black | 593 | 2024-04-01 | ACCESSORIES
JC-0340-XX | AIR CURTAIN BOTTOM PAN MODEL 2066 | 493 | 2024-04-01 | PARTS
JC-0434-XX | Optional Air Filter for 2500 Series, | 232 | 2024-04-01 | ACCESSORIES
JE-0500-AL | Electric Heater Custom Color: Almond | 182 | 2024-04-01 | ACCESSORIES
JE-0500-BE | Electric Heater Custom Color: Beige | 182 | 2024-04-01 | ACCESSORIES
JE-0500-BK | Electric Heater Custom Color: Black Textured | 182 | 2024-04-01 | ACCESSORIES
JE-0500-BR | Electric Heater Custom Color: Mineral Bronze | 182 | 2024-04-01 | ACCESSORIES
JE-0500-BS | Electric Heater Custom Color: Biscuit | 182 | 2024-04-01 | ACCESSORIES
JE-0500-WH | Electric Heater Custom Color: White | 182 | 2024-04-01 | ACCESSORIES
JE-0520-33 | Electric Heater 33" Flush mount frame S/S | 1039 | 2024-04-01 | ACCESSORIES
JE-0520-39 | Electric Heater 39" Flush mount frame S/S | 1039 | 2024-04-01 | ACCESSORIES
JE-0520-61 | Electric Heater 61.25" Flush mount frame S/S | 1145 | 2024-04-01 | ACCESSORIES
JE-0520-BK | Flush Mount Frame Kit Custom Color Black | 234 | 2024-04-01 | ACCESSORIES
JE-0520-WH | Flush Mount Frame Kit Custom Color White | 242 | 2024-04-01 | ACCESSORIES
JE-0553-12 | Replacement Element 30", 1500W, 120V | 244 | 2024-04-01 | PARTS
JE-0553-20 | Replacement Element 30", 1500W, 208V | 338 | 2024-04-01 | PARTS
JE-0554-20 | Electric Heater Replacement bulbs 2000W 36" 208v | 325 | 2024-04-01 | PARTS
JE-0554-24 | Electric Heater Replacement bulbs 2000W 36" 240v | 325 | 2024-04-01 | PARTS
JE-0555-20 | Electric Heater Replacement bulbs 2500W 36" 208v | 325 | 2024-04-01 | PARTS
JE-0555-48 | Electric Heater Replacement bulbs 2500W 36" 480v | 325 | 2024-04-01 | PARTS
JE-0556-20 | Electric Heater Replacement bulbs 3000W 58" 208v | 432 | 2024-04-01 | PARTS
JE-0556-24 | Electric Heater Replacement bulbs 3000W 58" 240v | 432 | 2024-04-01 | PARTS
JE-0557-20 | Electric Heater Replacement bulbs 4000W 58" 208v | 432 | 2024-04-01 | PARTS
JE-0557-24 | Electric Heater Replacement bulbs 4000W 58" 240v | 432 | 2024-04-01 | PARTS
JE-0570-XX | Electric Heater Single Element End Reflector (set of 2) | 105 | 2024-04-01 | PARTS
JE-0571-XX | Electric Heater Dual Element End Reflector (set of 2) | 105 | 2024-04-01 | PARTS
JE-0573-XX | Electric Heater Body Reflector 33" | 214 | 2024-04-01 | PARTS
JE-0574-XX | Electric Heater Body Reflector 39" | 214 | 2024-04-01 | PARTS
JE-0575-XX | Electric Heater Body Reflector 61.25" | 214 | 2024-04-01 | PARTS
JE-0577-XX | Electric Heater Grill Guard 33" | 143 | 2024-04-01 | PARTS
JE-0578-XX | Electric Heater Grill Guard 39" | 143 | 2024-04-01 | PARTS
JE-0579-XX | Electric Heater Grill Guard 61.25" | 214 | 2024-04-01 | PARTS
JE-0580-XX | High Temp Whip (3 x 12g x 48") | 73 | 2024-04-01 | PARTS
JE-0581-XX | Electric Heater Lead Wire Set 33" (Dual Element Heaters Require 2 Sets) | 73 | 2024-04-01 | PARTS
JE-0582-XX | Electric Heater Lead Wire Set 39" (Dual Element Heaters Require 2 Sets) | 73 | 2024-04-01 | PARTS
JE-0583-XX | Electric Heater Lead Wire Set 61.25" (Dual Element Heaters Require 2 Sets) | 73 | 2024-04-01 | PARTS
JE-0585-XX | Electric Heater Stainless Steel Mounting Brackets (set of 2) | 214 | 2024-04-01 | PARTS
JE-1520-XX | Electric Heater REPLACEMENT LAMP 1520 INDOOR ONLY | 256 | 2024-04-01 | PARTS
JE-1524-XX | Electric Heater REPLACEMENT LAMP 1524 INDOOR / OUTDOOR | 299 | 2024-04-01 | PARTS
JE-2024-XX | Electric Heater REPLACEMENT LAMP 2024/4024/6024 INDOOR / OUTDOOR | 299 | 2024-04-01 | PARTS
JF-1012-EB | EYE BOLT FOR TUBE HEATER BURNER | 6 | 2024-04-01 | PARTS
JH-0463-PT | PILOT TUBE - 1/4" x 1' | 8 | 2024-04-01 | PARTS
JJ-045W-CN | IWP OUTDOOR BURNER KIT; POWDER COAT HOUSING 45 NG CDN | 2230 | 2024-04-01 | EQUIPMENT
JJ-0582-XX | BURNER HOUSING - InfraSave Tube Heaters | 259 | 2024-04-01 | PARTS
JJ-060W-CN | IWP OUTDOOR BURNER KIT; POWDER COAT HOUSING 60 NG CDN | 2230 | 2024-04-01 | EQUIPMENT
JJ-080T-CN | ITT- BURNER KIT INDOOR TWO STAGE 80/60 NG CDN | 1544 | 2024-04-01 | EQUIPMENT
JJ-080W-CN | IWP OUTDOOR BURNER KIT; POWDER COAT HOUSING 80 NG CDN | 2230 | 2024-04-01 | EQUIPMENT
JJ-110T-CL | ITT- BURNER KIT INDOOR TWO STAGE 110/80 LP CDN | 1544 | 2024-04-01 | EQUIPMENT
JJ-110T-CN | ITT- BURNER KIT INDOOR TWO STAGE 110/80 NG CDN | 1544 | 2024-04-01 | EQUIPMENT
JJ-110W-CL | IWP OUTDOOR BURNER KIT; POWDER COAT HOUSING 110 LP CDN | 2230 | 2024-04-01 | EQUIPMENT
JJ-110W-CN | IWP OUTDOOR BURNER KIT; POWDER COAT HOUSING 110 NG CDN | 2230 | 2024-04-01 | EQUIPMENT
JJ-130T-CN | ITT- BURNER KIT INDOOR TWO STAGE 130/90 NG CDN | 1544 | 2024-04-01 | EQUIPMENT
JJ-130W-CN | IWP OUTDOOR BURNER KIT; POWDER COAT HOUSING 130 NG CDN | 2230 | 2024-04-01 | EQUIPMENT
JJ-155T-CN | ITT-BURNER KIT INDOOR TWO STAGE 155/110 NG CDN | 1618 | 2024-04-01 | EQUIPMENT
JJ-155W-CN | IWP OUTDOOR BURNER KIT; POWDER COAT HOUSING 155 NG CDN | 2298 | 2024-04-01 | EQUIPMENT
JJ-175T-CN | ITT-BURNER KIT INDOOR TWO STAGE 175/120 NG CDN | 1681 | 2024-04-01 | EQUIPMENT
JJ-175W-CL | IWP OUTDOOR BURNER KIT; POWDER COAT HOUSING 175 LP CDN | 2356 | 2024-04-01 | EQUIPMENT
JJ-175W-CN | IWP OUTDOOR BURNER KIT; POWDER COAT HOUSING 175 NG CDN | 2356 | 2024-04-01 | EQUIPMENT
JJ-200T-CN | ITT-BURNER KIT INDOOR TWO STAGE 200/140 NG CDN | 1681 | 2024-04-01 | EQUIPMENT
JJ-200W-CL | IWP OUTDOOR BURNER KIT; POWDER COAT HOUSING 200 LP CDN | 2356 | 2024-04-01 | EQUIPMENT
JJ-200W-CN | IWP OUTDOOR BURNER KIT; POWDER COAT HOUSING 200 NG CDN | 2356 | 2024-04-01 | EQUIPMENT
JJ-E045-CN | ITB BUILDER MODEL BURNER KIT 45 MBTU NG CDN | 1360 | 2024-04-01 | EQUIPMENT
JJ-E060-CN | ITB BUILDER MODEL BURNER KIT 60 MBTU NG CDN | 1360 | 2024-04-01 | EQUIPMENT
JJ-E080-CN | ITB BUILDER MODEL BURNER KIT 80 MBTU NG CDN | 1360 | 2024-04-01 | EQUIPMENT
JJ-E100-CN | ITB BUILDER MODEL BURNER KIT 100 MBTU NG CDN | 1360 | 2024-04-01 | EQUIPMENT
JJ-E110-CL | ITB BUILDER MODEL BURNER KIT 110 MBTU LP CDN | 1360 | 2024-04-01 | EQUIPMENT
JJ-E110-CN | ITB BUILDER MODEL BURNER KIT 110 MBTU NG CDN | 1360 | 2024-04-01 | EQUIPMENT
JJ-E130-CN | ITB BUILDER MODEL BURNER KIT 130 MBTU NG CDN | 1360 | 2024-04-01 | EQUIPMENT
JJ-E155-CN | ITB BUILDER MODEL BURNER KIT 155 MBTU NG CDN | 1417 | 2024-04-01 | EQUIPMENT
JJ-E175-CL | ITB BUILDER MODEL BURNER KIT 175 MBTU LP CDN | 1481 | 2024-04-01 | EQUIPMENT
JJ-E175-CN | ITB BUILDER MODEL BURNER KIT 175 MBTU NG CDN | 1481 | 2024-04-01 | EQUIPMENT
JJ-E200-CL | ITB BUILDER MODEL BURNER KIT 200 MBTU LP CDN | 1481 | 2024-04-01 | EQUIPMENT
JJ-E200-CN | ITB BURNER KIT 200 MBTU NG CDN | 1481 | 2024-04-01 | EQUIPMENT
JJ-P045-CN | IW OUTDOOR BURNER KIT; S/S HOUSING 45 NG CDN | 2636 | 2024-04-01 | EQUIPMENT
JJ-P060-CN | IW OUTDOOR BURNER KIT; S/S HOUSING 60 NG CDN | 2636 | 2024-04-01 | EQUIPMENT
JJ-P080-CN | IW OUTDOOR BURNER KIT; S/S HOUSING 80 NG CDN | 2636 | 2024-04-01 | EQUIPMENT
JJ-P110-CL | IW OUTDOOR BURNER KIT; S/S HOUSING 110 LP CDN | 2636 | 2024-04-01 | EQUIPMENT
JJ-P110-CN | IW OUTDOOR BURNER KIT; S/S HOUSING 110 NG CDN | 2636 | 2024-04-01 | EQUIPMENT
JJ-P130-CN | IW OUTDOOR BURNER KIT; S/S HOUSING 130 NG CDN | 2636 | 2024-04-01 | EQUIPMENT
JJ-P155-CN | IW OUTDOOR BURNER KIT; S/S HOUSING 155 NG CDN | 2687 | 2024-04-01 | EQUIPMENT
JJ-P175-CL | IW OUTDOOR BURNER KIT; S/S HOUSING 175 LP CDN | 2768 | 2024-04-01 | EQUIPMENT
JJ-P175-CN | IW OUTDOOR BURNER KIT; S/S HOUSING 175 NG CDN | 2768 | 2024-04-01 | EQUIPMENT
JJ-P200-CL | IW OUTDOOR BURNER KIT; S/S HOUSING 200 LP CDN | 2768 | 2024-04-01 | EQUIPMENT
JJ-P200-CN | IW OUTDOOR BURNER KIT; S/S HOUSING 200 NG CDN | 2768 | 2024-04-01 | EQUIPMENT
JJ-S045-CN | IQ BURNER KIT 45 NG CDN | 1563 | 2024-04-01 | EQUIPMENT
JJ-S060-CN | IQ BURNER KIT 60 NG CDN | 1563 | 2024-04-01 | EQUIPMENT
JJ-S080-CN | IQ BURNER KIT 80 NG CDN | 1563 | 2024-04-01 | EQUIPMENT
JJ-S100-CN | IQ BURNER KIT 100 NG CDN | 1563 | 2024-04-01 | EQUIPMENT
JJ-S110-CL | IQ BURNER KIT 110 LP CDN | 1563 | 2024-04-01 | EQUIPMENT
JJ-S110-CN | IQ BURNER KIT 110 NG CDN | 1563 | 2024-04-01 | EQUIPMENT
JJ-S130-CN | IQ BURNER KIT 130 NG CDN | 1563 | 2024-04-01 | EQUIPMENT
JJ-S155-CN | IQ BURNER KIT 155 NG CDN | 1621 | 2024-04-01 | EQUIPMENT
JJ-S175-CL | IQ BURNER KIT 175 LP CDN | 1677 | 2024-04-01 | EQUIPMENT
JJ-S175-CN | IQ BURNER KIT 175 NG CDN | 1677 | 2024-04-01 | EQUIPMENT
JJ-S200-CL | IQ BURNER KIT 200 LP CDN | 1677 | 2024-04-01 | EQUIPMENT
JJ-S200-CN | IQ BURNER KIT 200 NG CDN | 1677 | 2024-04-01 | EQUIPMENT
JJ-TP08-CN | IW2 2-STAGE OUTDOOR BURNER KIT; S/S HOUSING 80/60 NG CDN | 2809 | 2024-04-01 | EQUIPMENT
JJ-TP11-CL | IW2 2-STAGE OUTDOOR BURNER KIT; S/S HOUSING 110/75 LP CDN | 2809 | 2024-04-01 | EQUIPMENT
JJ-TP11-CN | IW2 2-STAGE OUTDOOR BURNER KIT; S/S HOUSING 110/75 NG CDN | 2809 | 2024-04-01 | EQUIPMENT
JJ-TP13-CN | IW2 2-STAGE OUTDOOR BURNER KIT; S/S HOUSING 130/90 NG CDN | 2809 | 2024-04-01 | EQUIPMENT
JJ-TP15-CN | IW2 2-STAGE OUTDOOR BURNER KIT; S/S HOUSING 155/110 NG CDN | 2862 | 2024-04-01 | EQUIPMENT
JJ-TP17-CN | IW2 2-STAGE OUTDOOR BURNER KIT; S/S HOUSING 175/125 NG CDN | 3136 | 2024-04-01 | EQUIPMENT
JJ-TP20-CN | IW2 2-STAGE OUTDOOR BURNER KIT; S/S HOUSING 200/140 NG CDN | 3136 | 2024-04-01 | EQUIPMENT
JJ-TW08-CN | IWP2 2-STAGE OUTDOOR BURNER KIT; POWDER COAT HOUSING 80/60 NG CDN | 2403 | 2024-04-01 | EQUIPMENT
JJ-TW11-CL | IWP2 2-STAGE OUTDOOR BURNER KIT; POWDER COAT HOUSING 110/75 LP CDN | 2403 | 2024-04-01 | EQUIPMENT
JJ-TW11-CN | IWP2 2-STAGE OUTDOOR BURNER KIT; POWDER COAT HOUSING 110/75 NG CDN | 2403 | 2024-04-01 | EQUIPMENT
JJ-TW13-CN | IWP2 2-STAGE OUTDOOR BURNER KIT; POWDER COAT HOUSING 130/90 NG CDN | 2403 | 2024-04-01 | EQUIPMENT
JJ-TW15-CN | IWP2 2-STAGE OUTDOOR BURNER KIT; POWDER COAT HOUSING 155/110 NG CDN | 2472 | 2024-04-01 | EQUIPMENT
JJ-TW17-CN | IWP2 2-STAGE OUTDOOR BURNER KIT; POWDER COAT HOUSING 175/125 NG CDN | 2529 | 2024-04-01 | EQUIPMENT
JJ-TW20-CN | IWP2 2-STAGE OUTDOOR BURNER KIT; POWDER COAT HOUSING 200/140 NG CDN | 2529 | 2024-04-01 | EQUIPMENT
JL-0701-AA | GAS VALVE - COMB.3.5"W.C. 24 VAC VR8 NG | 416 | 2024-04-01 | PARTS
JL-0701-XX | GAS VALVE - COMB. VR8205A2065B 5" W.C. | 416 | 2024-04-01 | PARTS
JL-0703-AA | GAS VALVE - COMB. 10"W.C. 24VAC VR8 LP | 416 | 2024-04-01 | PARTS
JL-0703-LF | GAS VALVE - VR8105M2833B 10" W.C. - L.P. 15mbtuh min | 416 | 2024-04-01 | PARTS
JL-0764-XX | PLATE RESTR AERATION #28 (2002) | 16 | 2024-04-01 | PARTS
JL-0771-OD | BLACK FLEXIBLE S/S GAS CONNECTOR - 3/8"x 24" (1/2"Mx1/2"M) | 79 | 2024-04-01 | ACCESSORIES
JL-0771-RB | Type 1 Hose Connector 155->200 - 3/4"x 30": 1/2"x3/4" MPT | 144 | 2024-04-01 | ACCESSORIES
JL-0771-RC | Type 1 Hose Connector 45->130 - 1/2"x 30": 1/2"x1/2" MPT | 96 | 2024-04-01 | ACCESSORIES
JL-0771-XX | GAS CONN. - FLEXIBLE - 1/2" X 24" (F.F.) | 61 | 2024-04-01 | ACCESSORIES
JL-0771-YY | FLEXIBLE GAS CONN. - 3/4" X 36" (F.F.) | 190 | 2024-04-01 | ACCESSORIES
JL-0771-ZZ | GAS CONNECTOR - FLEXIBLE 3/4"x24" (F.F.) | 190 | 2024-04-01 | ACCESSORIES
JL-0772-XX | THERMOSTAT CONTROL SINGLE POLE120V | 75 | 2024-04-01 | ACCESSORIES
JL-0776-XX | TRANSFORMER AT72-40 VA | 139 | 2024-04-01 | ACCESSORIES
JL-0778-XX | TRANSFORMER 120V/24V 100 VA | 256 | 2024-04-01 | ACCESSORIES
JL-0779-XX | TRANSFORMER 120V/24V 150 VA | 308 | 2024-04-01 | ACCESSORIES
JL-0780-XX | TRANSFORMER 120V/24V 200 VA | 351 | 2024-04-01 | ACCESSORIES
JL-0781-AA | TRANSFORMER 120V/24V 350 VA | 446 | 2024-04-01 | ACCESSORIES
JL-0781-BB | TRANSFORMER 120V/24V 500 VA | 611 | 2024-04-01 | ACCESSORIES
JL-0781-XX | TRANSFORMER 120V/24V 250 VA | 384 | 2024-04-01 | ACCESSORIES
JL-0798-CS | CLEARANCE TO COMBUSTIBLE SIGN | 74 | 2024-04-01 | ACCESSORIES
JL-0798-JC | #8 JACK CHAIN - (BOX 50') - Heater Suspension | 119 | 2024-04-01 | ACCESSORIES
JL-0798-SH | S' HOOKS - 1-7/8" - PKG 25 | 46 | 2024-04-01 | ACCESSORIES
JL-0799-GA | GASKET - 1/8" X 1/2" X 5' | 19 | 2024-04-01 | PARTS
JL-0800-GR-B | GRIPPLE EXPRESS - SET OF TEN - 10ft Suspension Cable Kit | 339 | 2024-04-01 | ACCESSORIES
JL-0800-SH | SAFETY SNAP HOOKS - 2" - 24 PER PACKAGE | 81 | 2024-04-01 | ACCESSORIES
JL-0800-SH-B | SAFETY SNAP HOOKS - 2" - 100 PER PACKAGE | 242 | 2024-04-01 | ACCESSORIES
JL-0800-XX | #2 LION CHAIN - 200' - 115 LBS WORK LOAD | 199 | 2024-04-01 | ACCESSORIES
JM-0150-XX | TRUTEMP IR SENSING SET BACK THERMOSTAT | 260 | 2024-04-01 | ACCESSORIES
JM-0180-AA | SCREWS - TAMPER PROOF - TRU TEMP (2) | 13 | 2024-04-01 | ACCESSORIES
JM-0180-BB | TRU TEMP TAMPER PROOF TOOL | 116 | 2024-04-01 | ACCESSORIES
JM-0180-XX | TRU TEMP TAMPER PROOF SET (TOOL& SCREWS) | 116 | 2024-04-01 | ACCESSORIES
JM-0201-TS | 2-STAGE PATIO CONTROL: SINGLE SWITCH GANG | 115 | 2024-04-01 | ACCESSORIES
JM-0202-TS | 2-STAGE PATIO CONTROL: DOUBLE SWITCH GANG | 205 | 2024-04-01 | ACCESSORIES
JM-0203-TS | 2-STAGE PATIO CONTROL: TRIPLE SWITCH GANG | 297 | 2024-04-01 | ACCESSORIES
JM-0204-NT | PATIO PANEL (UP TO 4 ZONES) | 496 | 2024-04-01 | ACCESSORIES
JM-0208-NT | PATIO PANEL(UP TO 8 ZONES) | 623 | 2024-04-01 | ACCESSORIES
JM-0212-NT | PATIO PANEL (UP TO 12 ZONES) | 720 | 2024-04-01 | ACCESSORIES
JM-0225-XX | Two-stage Rotary Control | 280 | 2024-04-01 | ACCESSORIES
JM-0300-AA | CONTROL CENTER R8285A1006B (REPLACES JM-0300-XX) | 210 | 2024-04-01 | ACCESSORIES
JM-0440-XX | 24 VOLT RED LIGHT | 17 | 2024-04-01 | PARTS
JM-0442-XX | 24 VOLT GREEN LIGHT | 27 | 2024-04-01 | PARTS
JM-0450-XX | RE-SET BUTTON | 30 | 2024-04-01 | PARTS
JM-0455-DD | TERMINAL BLOCK - 6 | 17 | 2024-04-01 | PARTS
JM-4000-XX | CONTROL PANEL ENCLOSURE KIT - NEMA RATED | 935 | 2024-04-01 | ACCESSORIES
JM-4005-XX | Enclosure - Control Panel for Electric Heaters (2 - Relays). | 780 | 2024-04-01 | ACCESSORIES
JM-4010-XX | Relay -Control Panel for Electric Heaters. 18A/600vac/24vac | 192 | 2024-04-01 | ACCESSORIES
JM-4015-XX | Relay -Control Panel for Electric Heaters. 32A/600vac/24vac | 318 | 2024-04-01 | ACCESSORIES
JM-4020-XX | Relay -Control Panel for Electric Heaters. 50A/600vac/24vac | 582 | 2024-04-01 | ACCESSORIES
JM-4025-XX | Relay -Control Panel for Electric Heaters. 75A/600vac/24vac | 741 | 2024-04-01 | ACCESSORIES
JM-4032-XX | Electric Heater 1 Zone Analog Control 30-4032 | 1391 | 2024-04-01 | ACCESSORIES
JM-4033-XX | Electric Heater 2 Zone Analog Control 30-4033 | 1750 | 2024-04-01 | ACCESSORIES
JM-4034-XX | Electric Heater 3 Zone Analog Control 30-4034 | 2365 | 2024-04-01 | ACCESSORIES
JM-4035-XX | Electric Heater 4 Zone Analog Control 30-4035 | 2866 | 2024-04-01 | ACCESSORIES
JM-4045-XX | Electric Heater 1 Zone Analog Control c/w Timer 30-4045 | 1696 | 2024-04-01 | ACCESSORIES
JM-4046-XX | Electric Heater 2 Zone Analog Control c/w Timer 30-4046 | 2136 | 2024-04-01 | ACCESSORIES
JM-4047-XX | Electric Heater 3 Zone Analog Control c/w Timer 30-4047 | 2592 | 2024-04-01 | ACCESSORIES
JM-4048-XX | Electric Heater 4 Zone Analog Control c/w Timer 30-4048 | 3070 | 2024-04-01 | ACCESSORIES
JM-4051-XX | Electric Heater 1 Relay Control Panel 30-4051 | 2537 | 2024-04-01 | ACCESSORIES
JM-4052-XX | Electric Heater 2 Relay Control Panel 30-4052 | 3313 | 2024-04-01 | ACCESSORIES
JM-4053-XX | Electric Heater 3 Relay Control Panel 30-4053 | 4192 | 2024-04-01 | ACCESSORIES
JM-4054-XX | Electric Heater 4 Relay Control Panel 30-4054 | 5088 | 2024-04-01 | ACCESSORIES
JM-4055-XX | Electric Heater 5 Relay Control Panel 30-4055 | 6154 | 2024-04-01 | ACCESSORIES
JM-4056-XX | Electric Heater 6 Relay Control Panel 30-4056 | 7206 | 2024-04-01 | ACCESSORIES
JM-4061-XX | Electric Heater 1 Relay Home Management Control Panel 30-4061 | 4793 | 2024-04-01 | ACCESSORIES
JM-4062-XX | Electric Heater 2 Relay Home Management Control Panel 30-4062 | 6217 | 2024-04-01 | ACCESSORIES
JM-4063-XX | Electric Heater 3 Relay Home Management Control Panel 30-4063 | 9784 | 2024-04-01 | ACCESSORIES
JM-4064-XX | Electric Heater 4 Relay Home Management Control Panel 30-4064 | 11348 | 2024-04-01 | ACCESSORIES
JM-4065-XX | Electric Heater 5 Relay Home Management Control Panel 30-4065 | 14760 | 2024-04-01 | ACCESSORIES
JM-4066-XX | Electric Heater 6 Relay Home Management Control Panel 30-4066 | 16338 | 2024-04-01 | ACCESSORIES
JM-4100-XX | Electric Heater Switch Single - ON/OFF 120V Flush Mount c/w S/S Wall Plate and Deep Gang Box | 236 | 2024-04-01 | ACCESSORIES
JM-4105-XX | Electric Heater Switch Dual - ON/OFF 120V Flush Mount c/w S/S Wall Plate and Deep Gang Box | 394 | 2024-04-01 | ACCESSORIES
JM-4110-XX | Electric Heater Switch Single - ON/OFF 120V Flush Mount c/w Weatherproof Cover | 251 | 2024-04-01 | ACCESSORIES
JM-4115-XX | Electric Heater Switch Dual - ON/OFF 120V Flush Mount c/w Weatherproof Cover | 457 | 2024-04-01 | ACCESSORIES
JM-4120-XX | Electric Heater Switch Single - ON/OFF 120V Surface Mount c/w Weatherproof Gang Box and Cover | 290 | 2024-04-01 | ACCESSORIES
JM-4125-XX | Elect Htr INF Input Regulator: Dual - Surface Mount c/w Weatherproof Gang Box and Cover 120v | 472 | 2024-04-01 | ACCESSORIES
JM-4125-XX | Electric Heater Switch Dual - ON/OFF 120V Surface Mount c/w Weatherproof Gang Box and Cover | 472 | 2024-04-01 | ACCESSORIES
JM-4200-XX | Electric Heater INF Input Regulator: Single - Flush Mount c/w S/S Wall Plate and Deep Gang Box | 261 | 2024-04-01 | ACCESSORIES
JM-4205-XX | Electric Heater INF Input Regulator: Dual - Flush Mount c/w S/S Wall Plate and Deep Gang Box | 417 | 2024-04-01 | ACCESSORIES
JM-4210-XX | Electric Heater INF Input Regulator: Single - Flush Mount c/w Weatherproof Cover | 290 | 2024-04-01 | ACCESSORIES
JM-4215-XX | Electric Heater INF Input Regulator: Dual - Flush Mount c/w Weatherproof Cover | 480 | 2024-04-01 | ACCESSORIES
JM-4220-XX | Electric Heater INF Input Regulator: Single - Surface Mount c/w Weatherproof Gang Box and Cover | 322 | 2024-04-01 | ACCESSORIES
JM-4225-XX | Electric Heater INF Input Regulator: Dual - Surface Mount c/w Weatherproof Gang Box and Cover | 521 | 2024-04-01 | ACCESSORIES
JM-4300-XX | Electric Heater Switch Single Duplex - Flush Mount c/w S/S Wall Plate and Gang Box | 251 | 2024-04-01 | ACCESSORIES
JM-4305-XX | Electric Heater Switch Dual Duplex - Flush Mount c/w S/S Wall Plate and Deep Box | 417 | 2024-04-01 | ACCESSORIES
JM-4310-XX | Electric Heater Switch Single Duplex - Flush Mount c/w Weatherproof Cover | 290 | 2024-04-01 | ACCESSORIES
JM-4315-XX | Electric Heater Switch Dual Duplex - Flush Mount c/w Weatherproof Cover | 472 | 2024-04-01 | ACCESSORIES
JM-4320-XX | Electric Heater Switch Single Duplex - Surface Mount c/w Weatherproof Box and Cover | 322 | 2024-04-01 | ACCESSORIES
JM-4325-XX | Electric Heater Switch Dual Duplex - Surface Mount c/w Weatherproof Box and Cover | 521 | 2024-04-01 | ACCESSORIES
JM-4400-XX | Electric Heater Switch Single - Flush Mount c/w S/S Wall Plate and Deep Gang Box | 236 | 2024-04-01 | ACCESSORIES
JM-4405-XX | Electric Heater Switch Dual - Flush Mount c/w S/S Wall Plate and Deep Gang Box | 394 | 2024-04-01 | ACCESSORIES
JM-4410-XX | Electric Heater Switch Single - Flush Mount c/w Weatherproof Cover | 251 | 2024-04-01 | ACCESSORIES
JM-4415-XX | Electric Heater Switch Dual - Flush Mount c/w Weatherproof Cover | 457 | 2024-04-01 | ACCESSORIES
JM-4420-XX | Electric Heater Switch Single - Surface Mount c/w Weatherproof Gang Box and Cover | 290 | 2024-04-01 | ACCESSORIES
JM-4425-XX | Electric Heater Switch Dual - Surface Mount c/w Weatherproof Gang Box and Cover | 472 | 2024-04-01 | ACCESSORIES
JO-0305-XX | IGNITOR/SENSOR PRIMO/SUPRA C/W 18" SEN. WIRE | 207 | 2024-04-01 | PARTS
JO-0309-XX | PRIMO 30 ORIFICE HOLDER | 238 | 2024-04-01 | PARTS
JO-0343-RG | PRIMO TILE RETAINER STUD RIVET GUN (Rental Only) | 1033 | 2024-04-01 | PARTS
JO-0343-SR | PRIMO TILE RETAINER STRIP STUD RIVET REPAIR KIT (4 STUDS) | 45 | 2024-04-01 | PARTS
JO-0346-XX | PRIMO/SUPRA 20 GASKET SET | 167 | 2024-04-01 | PARTS
JO-0347-XX | PRIMO/SUPRA 30 GASKET SET | 226 | 2024-04-01 | PARTS
JO-0353-XX | CONV. KIT PRIMO 30, LP TO NG | 99 | 2024-04-01 | PARTS
JO-0370-CX | TILE - CERAMIC CERASCHWANK 14/4 EFFECT | 118 | 2024-04-01 | PARTS
JO-0375-XX | PLATE RESTR AERATION #45 | 17 | 2024-04-01 | PARTS
JO-0384-CP | BATTERY CAP - SPARK GENERATOR PARASOL PATIO | 8 | 2024-04-01 | PARTS
JO-0384-KT | RED BATTERY CAP - PKG OF 10 - PARASOL PATIO | 131 | 2024-04-01 | PARTS
JO-0384-KT-J | RED BATTERY CAP - PKG OF 10 - 4000-J | 131 | 2024-04-01 | PARTS
JO-0384-XX-J | SPARK GENERATOR - 1.5V - JOIN | 146 | 2024-04-01 | PARTS
JP-1236-HS | WIRELESS REMOTE 4 BUTTON HANDSET / TRANSMITTER | 160 | 2024-04-01 | ACCESSORIES
JP-1236-KT | WIRELESS REMOTE CONTROL KEYPAD TRANSMITTER | 207 | 2024-04-01 | ACCESSORIES
JP-1236-RK | WIRELESS REMOTE CONTROL RECEIVER KIT- FIELD INSTALLED | 297 | 2024-04-01 | ACCESSORIES
JP-2033-XX | GROMMET (STRAIN RELIEF) | 5 | 2024-04-01 | PARTS
JP-2100-BF-K | FRAME WITH RIVETS FOR BURNER SCREEN 2100 | 231 | 2024-04-01 | PARTS
JP-2100-BS | BURNER SCREEN FOR 2100 | 158 | 2024-04-01 | PARTS
JP-2100-CA | 2100 / 2300 HEATER BRACKET FOR CEILING MOUNT KIT (12G, 316 S/S) | 29 | 2024-04-01 | ACCESSORIES
JP-2100-CB-K | 2100 / 2300 CEILING MOUNT KIT (18G 316S/S) | 283 | 2024-04-01 | ACCESSORIES
JP-2100-CC | 2100 / 2300 CHANNEL BRACKET FOR CEILING MOUNT KIT (12G, 316 S/S) | 70 | 2024-04-01 | ACCESSORIES
JP-2100-CF-K | FRAME WITH RIVETS FOR CONTROL SCREEN 2100 | 111 | 2024-04-01 | PARTS
JP-2100-CS | CONTROL SCREEN FOR 2100 | 88 | 2024-04-01 | PARTS
JP-2100-FP-S | IO-100 Faceplate Assembly Kit (316 S/S) | 386 | 2024-04-01 | ACCESSORIES
JP-2100-FP-SP | IO-100 Faceplate Assembly Kit (316 S/S) - Painted Black | 386 | 2024-04-01 | ACCESSORIES
JP-2100-MB | 2100 / IO-100 WALL MOUNT BRACKET | 308 | 2024-04-01 | ACCESSORIES
JP-2101-XX | PATIO GROMMET INLET GAS 1/2" | 4 | 2024-04-01 | PARTS
JP-2300-DF | 2300 / IO210 SERIES DOOR FASTENER | 11 | 2024-04-01 | PARTS
JP-2300-EN | PATIOSCHWANK 2300 END INSULATION | 21 | 2024-04-01 | PARTS
JP-2300-EP | PATIOSCHWANK 2300 END PLATE | 44 | 2024-04-01 | PARTS
JP-2300-HB | 2300/2100 HEATER MOUNTING BRACKET | 228 | 2024-04-01 | PARTS
JP-2300-IE | PATIOSCHWANK 2300 INSULATED END | 38 | 2024-04-01 | PARTS
JP-2300-MB | 2300 / IO-210 WALL MOUNT BRACKET | 290 | 2024-04-01 | ACCESSORIES
JP-2300-MK | 2100/2300 & IO-100/IO-210 MOUNTING ARM KIT | 443 | 2024-04-01 | ACCESSORIES
JP-2300-PC | 2300 / IO 210 POLE CLAMP | 35 | 2024-04-01 | PARTS
JP-2300-PK | 2300 / IO 210 POLE MOUNTING KIT | 272 | 2024-04-01 | ACCESSORIES
JP-2300-SD | PATIOSCHWANK 2300 SERVICE DOOR | 34 | 2024-04-01 | PARTS
JP-2300-SR | PATIOSCHWANK 2300 SCREEN RETAINER | 52 | 2024-04-01 | PARTS
JP-2300-VN | INSULATION 2300 VENTURI (1/4" x 7-3/16" x 11-7/8") | 15 | 2024-04-01 | PARTS
JP-2313-CV | PATIOSCHWANK 2313 TOP COVER | 62 | 2024-04-01 | PARTS
JP-2313-TN | INSULATION 2313 HORIZONTAL (1/4" x 18" x 18-7/8") | 41 | 2024-04-01 | PARTS
JP-2315-BS-K | PATIOSCHWANK 2313-2315 BIRD SCREEN KIT | 194 | 2024-04-01 | PARTS
JP-2315-SC | PATIOSCHWANK 2313-2315 SS SCREEN | 1354 | 2024-04-01 | PARTS
JP-2315-SS | PATIOSCHWANK 2313-2315 (316 SS) SCREEN | 1354 | 2024-04-01 | PARTS
JP-2315-TN | HORIZONTAL INSULATION FOR 2315 | 84 | 2024-04-01 | PARTS
JP-2352-SR | PATIOSCHWANK 2352 SCREEN RETAINER (316 S/S) | 132 | 2024-04-01 | PARTS
JP-2573-EK | DSI CONTROL KIT (FENWAL) - ECO | 281 | 2024-04-01 | PARTS
JP-2573-FK | DSI CONTROL KIT (FENWAL) - 2300/2100 | 281 | 2024-04-01 | PARTS
JP-2573-FW | DSI - FENWAL - 35-605506-017 - 24V - 2300/IO 210 | 223 | 2024-04-01 | PARTS
JP-2573-LP-KT | DSI - FENWAL - 35-605506-017 - LP - REPL KIT | 310 | 2024-04-01 | PARTS
JP-4001-BL | PATIO 4001/2 - 4401/2 BURNER ASSEMBLY - LP | 591 | 2024-04-01 | PARTS
JP-4001-BL-C | PATIO CONICAL BURNER ASS'Y-JOIN - LP | 1104 | 2024-04-01 | PARTS
JP-4001-BL-J | PATIO 4000-L - 4400-L BURNER ASS'Y-JOIN - LP | 722 | 2024-04-01 | PARTS
JP-4001-BN | PATIO 4N11/2 - 44N1/2 BURNER ASSEMBLY - NG | 591 | 2024-04-01 | PARTS
JP-4001-BN-C | PATIO CONICAL BURNER ASS'Y-JOIN - NG | 1075 | 2024-04-01 | PARTS
JP-4001-BN-J | PATIO 4000-N - 4400-N BURNER ASS'Y-JOIN - NG | 722 | 2024-04-01 | PARTS
JP-4001-XX-J | 4001/2-J HEATER BURNER BASE | 42 | 2024-04-01 | PARTS
JP-4002-XX-J | PATIO SERIES 4001/2 HEATER BASE SCREEN JOIN | 58 | 2024-04-01 | PARTS
JP-4003-XX | PATIO SERIES 4001/2 HEATER MANTLE BASE | 110 | 2024-04-01 | PARTS
JP-4005-LP-J | 4001/2-4401/2 GAS CONTROL KNOB-LP-JOIN Series | 22 | 2024-04-01 | PARTS
JP-4005-XX | PATIO SERIES 4001/2/5/6/8/9 HEATER KNOB | 22 | 2024-04-01 | PARTS
JP-4005-XX-J | 4N11/2-44N1/2 GAS CONTROL KNOB-NG-JOIN Series | 22 | 2024-04-01 | PARTS
JP-4007-ST-J | 4000-J HEATER GAS CONTROL - LP straight through | 196 | 2024-04-01 | PARTS
JP-4007-XN | PATIO SERIES 4000 HEATER GAS CONTROL - NG converted | 155 | 2024-04-01 | PARTS
JP-4007-XX | PATIO SERIES 4000 HEATER GAS CONTROL | 131 | 2024-04-01 | PARTS
JP-4007-XX-J | 4000-J HEATER GAS CONTROL - LP or NG | 161 | 2024-04-01 | PARTS
JP-4008-LP | PATIO SERIES 4001/2/3 HTR MAIN ORIFICE | 13 | 2024-04-01 | PARTS
JP-4009-CB | 4002/5 CONICAL BURNER DISK W/ HEAT SEPERATOR | 185 | 2024-04-01 | PARTS
JP-4009-OL-J | LP ORIFICE- 4000-J PATIO HEATER | 12 | 2024-04-01 | PARTS
JP-4009-XX | BURNER 4000 | 95 | 2024-04-01 | PARTS
JP-4010-CB | 4002/5 CONICAL MANTLE / FLAME SCREEN | 353 | 2024-04-01 | PARTS
JP-4010-XX | PATIO SERIES 4001/2 MANTLE | 387 | 2024-04-01 | PARTS
JP-4010-XX-J | 4001/2-J MANTLE c/w REFLECTOR SUPPORT STUDS | 138 | 2024-04-01 | PARTS
JP-4013-KT | SER.4000 WING NUT & WASHER KIT Set of 3 | 40 | 2024-04-01 | PARTS
JP-4013-KT-J | SERIES 4000 WING NUT & WASHER KIT Set of 3 (JOIN) | 40 | 2024-04-01 | PARTS
JP-4013-WB-J | SERIES 4000 WING BOLT & WASHER KIT Set of 3 (JOIN) | 45 | 2024-04-01 | PARTS
JP-4014-KT-J | SERIES 4000 WING NUT KIT Set of 12 | 51 | 2024-04-01 | PARTS
JP-4016-TS-J | SERIES 4000 TIP SWITCH - JOIN | 49 | 2024-04-01 | PARTS
JP-4016-XX-J | SERIES 4000 THERMOCOUPLE - JOIN (WITH PIN) | 51 | 2024-04-01 | PARTS
JP-4016-XX-J2 | SERIES 4000 THERMOCOUPLE - JOIN (WITH NUTS) 18" | 50 | 2024-04-01 | PARTS
JP-4017-CB | SERIES 4000 IGNITOR/THERMOCOUPLE BRACKET | 8 | 2024-04-01 | PARTS
JP-4017-KT | SERIES 4000 REFLECTOR SUPPORT SPACER KIT | 40 | 2024-04-01 | PARTS
JP-4017-KT-J | SERIES 4000 REFLECTOR SUPPORT SPACER KIT JOIN | 40 | 2024-04-01 | PARTS
JP-4018-KT | IGNITER/ELECTRODE/CABLE/THERMAL COAT KIT | 60 | 2024-04-01 | PARTS
JP-4018-KT-24J | IGNITER ELECTRODE/CABLE/THERMAL COAT KIT - 24V 4000-J (1/4") | 60 | 2024-04-01 | PARTS
JP-4018-KT-J | 4001/2-J IGNITER ELECTRODE/CABLE/THERMAL COAT KIT | 60 | 2024-04-01 | PARTS
JP-4018-XX | SERIES 4001/2/3 WIND BAFFLE | 13 | 2024-04-01 | PARTS
JP-4019-XX | PATIO 4001/2/3 SERIES GPOMMET LARGE | 8 | 2024-04-01 | PARTS
JP-4019-XX-J | PATIO 4001/2/3 SERIES HAND-HOLE GROMMET - JOIN | 8 | 2024-04-01 | PARTS
JP-401L-KL | BURNER HEAD KIT 4000/4400 LP - With Reflector | 788 | 2024-04-01 | PARTS
JP-4020-KT | SERIES 4001/2 RETRACTABLE WHEELS | 222 | 2024-04-01 | PARTS
JP-4020-KT-J | 4002-J WHEEL KIT POWDER COAT HEATERS | 58 | 2024-04-01 | PARTS
JP-4020-SK-J | 4001-J WHEEL KIT STAINLESS STEEL HEATERS | 81 | 2024-04-01 | PARTS
JP-4020-XX | PATIO 4000 SERIES REFLECTOR INNER | 811 | 2024-04-01 | PARTS
JP-4021-BK | SERIES 4001/2 BASE BLACK | 102 | 2024-04-01 | PARTS
JP-4021-SS | SERIES 4001 BASE STAINLESS STEEL | 274 | 2024-04-01 | PARTS
JP-4024-BK | SERIES 4001/2 SUPPORTS-BLACK-Set of 3 | 53 | 2024-04-01 | PARTS
JP-4024-BK-J | SERIES 4001/2-J SUPPORTS-BLACK-Set of 3 | 79 | 2024-04-01 | PARTS
JP-4024-SS | SERIES 4001/2 SUPPORTS-STAINLESS STEEL | 57 | 2024-04-01 | PARTS
JP-4024-SS-J | SERIES 4001/5 SUPPORTS-STAINLESS STEEL (SET OF 3) | 83 | 2024-04-01 | PARTS
JP-4025-XX | SERIES 4001/2/3 NUT & BOLT Set of 6 | 8 | 2024-04-01 | PARTS
JP-4027-BK | SERIES 4001/2 POST-BLACK | 183 | 2024-04-01 | PARTS
JP-4027-BK-J | 4001/2 POST-BLACK JOIN | 183 | 2024-04-01 | PARTS
JP-4027-SS | SERIES 4001/2 POST-STAINLESS STEEL | 229 | 2024-04-01 | PARTS
JP-4027-SS-J | Stainless Steel Post 4001 | 188 | 2024-04-01 | PARTS
JP-4028-HG-J | PATIO 4N11/2 CANNISTER/HOSE GROMMET (RB-105) - JOIN | 14 | 2024-04-01 | PARTS
JP-4029-RG | SERIES 4N11/2 NG REGULATOR | 47 | 2024-04-01 | PARTS
JP-4029-XX | SERIES 4001/2/3 REGULATOR & 12" HOSE | 88 | 2024-04-01 | PARTS
JP-4029-XX-J | 4005 - 51" HOSE & LP REGULATOR w/ CYLINDER CONNECTION | 140 | 2024-04-01 | PARTS
JP-4031-BK | SERIES 4001/2 CYLINDER HOUSING-BLACK | 298 | 2024-04-01 | PARTS
JP-4031-SS | SERIES 4001 CYLINDER HOUSING-STAINLESS | 452 | 2024-04-01 | PARTS
JP-4031-SS-J | SERIES 4001 CYLINDER HOUSING-STAINLESS-JOIN | 387 | 2024-04-01 | PARTS
JP-4034-KT | SERIES 4001/2/3 HEATER SCREW Set of 12 | 21 | 2024-04-01 | PARTS
JP-4042-KT | SERIES 4001/2/3 HEATER SCREW Set of 3 | 21 | 2024-04-01 | PARTS
JP-4055-JN | 4N11/12 INTERNAL HOSE- 3/8 x 45" 3/8 FM FLAIR x 3/8 FM FLAIR | 74 | 2024-04-01 | PARTS
JP-4058-BK | SERIES 4005/6 POST-BLACK | 274 | 2024-04-01 | PARTS
JP-4058-GR | SERIES 4005/6 POST - STAINLESS STEEL | 500 | 2024-04-01 | PARTS
JP-4060-XX | SERIES 4005/6 PLASTIC BASE COVER | 70 | 2024-04-01 | PARTS
JP-4062-BK | SERIES 4005/6 GROUND PLATE- BLACK | 155 | 2024-04-01 | PARTS
JP-4062-SS-J | SER.4N51-J BASE PLATE-STAINLESS STEEL | 183 | 2024-04-01 | PARTS
JP-4070-CB | 4000 SERIES ONE PIECE REFLECTOR - 32" | 220 | 2024-04-01 | PARTS
JP-4089-XX | Base weight for 4005 portable heater 18.25lbs | 67 | 2024-04-01 | PARTS
JP-4PST-SS | S/S SINGLE POST FOR PS-4SN5-CB & PS-4SL5-CB | 480 | 2024-04-01 | PARTS
JP-4SN5-CB | S/S N.G. BURNER & BASE FOR PS-4SN5-CB | 1351 | 2024-04-01 | PARTS
JP-S300-EP | PATIOSCHWANK 2300 END PLATE S/S | 72 | 2024-04-01 | PARTS
JP-S300-HS | PATIOSCHWANK 2300 HANGING SUPPORT S/S | 175 | 2024-04-01 | PARTS
JP-S300-PE | PATIOSCHWANK 2300 PIPE END S/S | 74 | 2024-04-01 | PARTS
JP-S300-SD | PATIOSCHWANK 2300 SERVICE DOOR S/S | 60 | 2024-04-01 | PARTS
JS-040P-BN | CAR WASH STW-JZ BURNER KIT 40M BTU NG (USA) | 2736 | 2024-04-01 | EQUIPMENT
JS-040W-CN | OUTDOOR SPW-JZ BURNER KIT 40M BTU NG (CAN) | 2466 | 2024-04-01 | EQUIPMENT
JS-045P-CN | STW-JZ CAR WASH BURNER KIT 45M BTU NG CDN | 2636 | 2024-04-01 | EQUIPMENT
JS-045W-CN | SPW-JZ OUTDOOR BURNER KIT 45M BTU NG CDN | 2230 | 2024-04-01 | EQUIPMENT
JS-0500-SK | Stainless Steel Tube with Holes + Rivet + Coupler | 604 | 2024-04-01 | PARTS
JS-0500-SS-P | S/S TUBE SWAGED - STEEL FLANGE (C/W SIGHT GLASS) | 670 | 2024-04-01 | PARTS
JS-0500-SW | STAINLESS STEEL TUBE SWAGED | 608 | 2024-04-01 | PARTS
JS-0500-SW-H | S/S (439) TUBE SWAGED c/w (3) 1/4" HOLES | 446 | 2024-04-01 | PARTS
JS-0500-ZZ | FLANGE ADAPTER 4" STS 60-200 | 164 | 2024-04-01 | PARTS
JS-0501-AR | ALUMINIZED TUBE 10' (ARROW) | 396 | 2024-04-01 | PARTS
JS-0501-CW-P | ALUMINIZED TUBE/FLANGE/SENSOR HOLE cw | 504 | 2024-04-01 | PARTS
JS-0501-PA-P | ALUMINIZED TUBE W/FLANGE PAINTED | 565 | 2024-04-01 | PARTS
JS-0501-PW | FLANGE ADAPTER 4" SPW/IWP 60-200 PAINTED | 121 | 2024-04-01 | PARTS
JS-0501-SK | ALUMINIZED TUBE 10' SWAGED c/w 1/4" hole, rivet + coupler | 439 | 2024-04-01 | PARTS
JS-0501-SW | ALUMINIZED TUBE 10' SWAGED | 396 | 2024-04-01 | PARTS
JS-0501-SW-P | ALUMINIZED TUBE W/FLANGE SWAGED 60-155 | 534 | 2024-04-01 | PARTS
JS-0501-USST | ALUMINIZED "SSTU" TUBE SWAGED 60" | 481 | 2024-04-01 | PARTS
JS-0501-UT-R | ALUMINIZED FLANGE "U" TUBE SWAGED (C/W S/G) ROTATES BOTH DIRECTIONS 40MBTH | 964 | 2024-04-01 | PARTS
JS-0501-ZZ | ADAPTER FLANGE 4" STSp 60-200 | 103 | 2024-04-01 | PARTS
JS-0502-BU | REFLECTOR WIDE 24" X 120" | 222 | 2024-04-01 | PARTS
JS-0502-BU-5 | REFLECTOR WIDE 24" X 60" | 216 | 2024-04-01 | PARTS
JS-0502-EC | SST REFLECTOR END CAP | 47 | 2024-04-01 | PARTS
JS-0502-EM | REFLECTOR 18"x120" | 185 | 2024-04-01 | PARTS
JS-0502-EM-S | REFLECTOR 18"x120" S/S | 523 | 2024-04-01 | PARTS
JS-0502-ES | SE SERIES REFLECTOR END CAP | 27 | 2024-04-01 | PARTS
JS-0502-ES-S | -SX TUBE KIT REFLECTOR END CAP S/S | 108 | 2024-04-01 | PARTS
JS-0502-GR | BLACK TUXEDO GRILL | 361 | 2024-04-01 | PARTS
JS-0502-HE | REFLECTOR ASSEMBLY- HE - 116" | 540 | 2024-04-01 | PARTS
JS-0502-JZ | ALUMINIZED REFLECTOR 24"x116" -JZ, IQ, IW | 212 | 2024-04-01 | PARTS
JS-0502-ND | U REFLECTOR END CAP | 42 | 2024-04-01 | PARTS
JS-0502-SS | STAINLESS STEEL REFLECTOR 24"x123" | 222 | 2024-04-01 | PARTS
JS-0502-ST | ALUMINIZED REFLECTOR 24"x120" -SST TUBE KIT | 131 | 2024-04-01 | PARTS
JS-0502-ST-S | STAINLESS STEEL REFLECTOR 24"x116" | 573 | 2024-04-01 | PARTS
JS-0502-STU | ALUMINIZED REFLECTOR 24"x120" -SSTU TUBE KIT | 185 | 2024-04-01 | PARTS
JS-0502-STU-5 | ALUMINIZED REFLECTOR 24" x 60" -SSTU TUBE KIT | 136 | 2024-04-01 | PARTS
JS-0502-SZ | 116" REFLECTOR S/S | 523 | 2024-04-01 | PARTS
JS-0502-UL | -UL TUBE KIT REFLECTOR END CAP | 27 | 2024-04-01 | PARTS
JS-0502-UR | P40U SERIES REFLECTOR | 222 | 2024-04-01 | PARTS
JS-0502-UR-GK | P40 SERIES - ZINC COATED PROTECTIVE GUARD KIT | 338 | 2024-04-01 | ACCESSORIES
JS-0502-UR-R | P40R SERIES REFLECTOR | 222 | 2024-04-01 | PARTS
JS-0502-UT | P40U SERIES REFLECTOR END CAP | 29 | 2024-04-01 | PARTS
JS-0502-UT-R | P40U SERIES REFLECTOR END CAP | 30 | 2024-04-01 | PARTS
JS-0503-AA | ALUMINIZED STS REFLECTOR 24"x60" | 185 | 2024-04-01 | PARTS
JS-0503-UL | REFLECTOR CAP 90° ELBOW ULTRA | 204 | 2024-04-01 | PARTS
JS-0503-US | REFLECTOR CAP 90° ELBOW STSp-UA | 118 | 2024-04-01 | PARTS
JS-0503-ZZ | ALUMINIZED REFLECTOR STSP 24"x60" | 222 | 2024-04-01 | PARTS
JS-0504-JZ | REFLECTOR ANGLE MOUNT ADAPTER 90/180° ELBOW -JZ/IQ | 33 | 2024-04-01 | PARTS
JS-0504-KT | Reflector Angle Mount Adapter Kit w/Fastening Hardware | 97 | 2024-04-01 | PARTS
JS-0504-SS-TAD | SSTM COMBUSTION CHAMBER ACCESS DOOR | 22 | 2024-04-01 | PARTS
JS-0504-SS-TM | SSTM COMBUSTION CHAMBER | 311 | 2024-04-01 | PARTS
JS-0504-WP | OUTER BURNER STS WP | 229 | 2024-04-01 | PARTS
JS-0504-XX | OUTER BURNER ASSEMBLY | 204 | 2024-04-01 | PARTS
JS-0505-BU-A | U TUBE HANGER 2006 STYLE from ARROW | 86 | 2024-04-01 | PARTS
JS-0505-EH | SMALL WIRE HANGER | 39 | 2024-04-01 | PARTS
JS-0505-JZ | WEBBED TUBE HANGER - JZ, IQ | 30 | 2024-04-01 | PARTS
JS-0505-PH | End Plate Hanger Super Tube | 69 | 2024-04-01 | PARTS
JS-0505-SH | PLATE HANGER S/S | 60 | 2024-04-01 | PARTS
JS-0505-SR | REFLECTOR END PLATE S/S | 64 | 2024-04-01 | PARTS
JS-0505-SS | STAINLESS STEEL END PLATE | 146 | 2024-04-01 | PARTS
JS-0505-SST-U | TUBE HANGER SST-U | 47 | 2024-04-01 | PARTS
JS-0505-ST | Wire Hanger Super Tube | 39 | 2024-04-01 | PARTS
JS-0505-SZ | WEBBED TUBE HANGER S/S - JZ, IQ | 122 | 2024-04-01 | PARTS
JS-0505-UH | WIRE HANGER + CROSS BEAM + 4" TUBE "U" BRACKET | 86 | 2024-04-01 | PARTS
JS-0505-UL | WIRE SUSPENSION HANGER UL | 86 | 2024-04-01 | PARTS
JS-0505-UW | WIRE HANGER ULTRA | 39 | 2024-04-01 | PARTS
JS-0505-WR | WIRE HANGER DEEP REFLECTOR | 40 | 2024-04-01 | PARTS
JS-0506-JZ | END PLATE HANGER - JZ, IQ | 47 | 2024-04-01 | PARTS
JS-0506-RB | REFLECTOR BRACE | 17 | 2024-04-01 | PARTS
JS-0506-SB | REFLECTOR BRACE S/S | 25 | 2024-04-01 | PARTS
JS-0506-SZ | END PLATE HANGER S/S - JZ, IQ | 122 | 2024-04-01 | PARTS
JS-0506-UH-R | PLATE HANGER 40-R "U" TUBE | 62 | 2024-04-01 | PARTS
JS-0506-XX | REFLECTOR STABILIZER | 10 | 2024-04-01 | PARTS
JS-0507-BA-K10 | phantomSchwank STP MOUNTING KIT, 0 DEGREE, 10 FT TUBE | 210 | 2024-04-01 | ACCESSORIES
JS-0507-BA-K15 | phantomSchwank STP MOUNTING KIT, 0 DEGREE, 15 FT TUBE | 315 | 2024-04-01 | ACCESSORIES
JS-0507-BB-K10 | phantomSchwank STP MOUNTING KIT, 30 DEGREE, 10 FT TUBE | 260 | 2024-04-01 | ACCESSORIES
JS-0507-BB-K15 | phantomSchwank STP MOUNTING KIT, 30 DEGREE, 15 FT TUBE | 390 | 2024-04-01 | ACCESSORIES
JS-0507-BC-K10 | phantomSchwank STP MOUNTING KIT, 45 DEGREE, 10 FT TUBE | 270 | 2024-04-01 | ACCESSORIES
JS-0507-BC-K15 | phantomSchwank STP MOUNTING KIT, 45 DEGREE, 15 FT TUBE | 405 | 2024-04-01 | ACCESSORIES
JS-0508-JZ | ELBOW KIT - 90° MODULAR - JZ, SYSTEM | 323 | 2024-04-01 | ACCESSORIES
JS-0508-JZ-2 | ELBOW KIT - 90° MODULAR - STW-JZ2 SERIES | 758 | 2024-04-01 | ACCESSORIES
JS-0508-SM | ELBOW KIT - 90 DEG - SEM & IT | 238 | 2024-04-01 | ACCESSORIES
JS-0508-SST | ELBOW KIT - 90 DEG - SUPERTUBE MODELS | 383 | 2024-04-01 | ACCESSORIES
JS-0508-UL | 90° ELBOW KIT - UL | 323 | 2024-04-01 | ACCESSORIES
JS-0509-KT | SIDE REFLECTOR - 10" X 9' 8" w/ 'S' Hooks | 98 | 2024-04-01 | ACCESSORIES
JS-0510-KT | BURNER HEAD KIT - STSp 45-80 | 256 | 2024-04-01 | PARTS
JS-0510-LP | BURNER HEAD - 60-80 | 233 | 2024-04-01 | PARTS
JS-0510-LP-45 | BURNER HEAD 45,000 - w. center hole | 92 | 2024-04-01 | PARTS
JS-0511-SW-P | TUBE - PAINTED ALUMINIZED - SWAGED | 401 | 2024-04-01 | PARTS
JS-0512-CA | BURNER CUP - CAST ALUMINUM | 126 | 2024-04-01 | PARTS
JS-0512-KT | BURNER HEAD KIT - STSp - 110-200 | 256 | 2024-04-01 | PARTS
JS-0512-SS-TM | BURNER CUP - STEEL - SSTM | 77 | 2024-04-01 | PARTS
JS-0512-UL | BURNER CUP - CAST ALUMINUM | 126 | 2024-04-01 | PARTS
JS-0512-XX | BURNER HEAD - LARGE | 233 | 2024-04-01 | PARTS
JS-0513-TB | U TUBE - TURN AROUND BOX | 310 | 2024-04-01 | PARTS
JS-0515-SW | STEEL TUBE 10' SWAGED | 271 | 2024-04-01 | PARTS
JS-0515-SW-5P | PAINTED STEEL TUBE 5' SWAGED | 266 | 2024-04-01 | PARTS
JS-0515-SW-5S | STEEL TUBE 5' SWAGED | 220 | 2024-04-01 | PARTS
JS-0515-SW-P | PAINTED STEEL TUBE 10' SWAGED | 299 | 2024-04-01 | PARTS
JS-0515-SW-PH | PAINTED STEEL TUBE 10' SWAGED c/w 1/4" HOLE | 279 | 2024-04-01 | PARTS
JS-0518-FW | HI VOLTAGE WIRE - FENWAL TUBE - (24") | 27 | 2024-04-01 | PARTS
JS-0518-XX | HI VOLTAGE WIRE - (24") | 27 | 2024-04-01 | PARTS
JS-0520-AZ-P | STSP 6" REFLECTOR SLIDE | 42 | 2024-04-01 | PARTS
JS-0521-XX | FLUE PIPE ADAPTER | 21 | 2024-04-01 | PARTS
JS-0527-AX | NUTS & BOLTS 5/16" | 8 | 2024-04-01 | PARTS
JS-0527-JZ | REFLECTOR FASTENER KIT 10' JZ-IQ | 8 | 2024-04-01 | PARTS
JS-0527-XX | NUTS (CAN) STS | 15 | 2024-04-01 | PARTS
JS-0532-VC | FRESH AIR INTAKE VENT CAP | 40 | 2024-04-01 | ACCESSORIES
JS-0533-LG | TURBULATOR 10' | 66 | 2024-04-01 | PARTS
JS-0533-SH | TURBULATOR SHORT 4' | 44 | 2024-04-01 | PARTS
JS-0533-SK | TURBULATOR 39" x 2" STAINLESS STEEL | 109 | 2024-04-01 | PARTS
JS-0533-SL | TURBULATOR 8' x 2" STAINLESS STEEL | 128 | 2024-04-01 | PARTS
JS-0533-SS | TURBULATOR 5' x 1.25" STAINLESS STEEL | 66 | 2024-04-01 | PARTS
JS-0533-TA | TURBULATOR 36" x 2.25" ALUMINIZED | 25 | 2024-04-01 | PARTS
JS-0533-UA | TURBULATOR 2' | 44 | 2024-04-01 | PARTS
JS-0533-UG | TURBULATOR 6' | 50 | 2024-04-01 | PARTS
JS-0534-SS | TURBULATOR 5' 45000 7 PLATES | 229 | 2024-04-01 | PARTS
JS-0535-XX | S/S STAMPED TURBULATOR - 100MBH | 229 | 2024-04-01 | PARTS
JS-0536-GA | GASKET - OBSERVATION PORT | 13 | 2024-04-01 | PARTS
JS-0536-PK | OBSERVATION PORT ASSEMBLY PAINTED | 37 | 2024-04-01 | PARTS
JS-0536-SK | OBSERVATION PORT ASSEMBLY S/S | 42 | 2024-04-01 | PARTS
JS-0536-XX | GLASS SIGHT ASSEMBLY TUBE HEATER | 32 | 2024-04-01 | PARTS
JS-0555-TC | CONV. KIT SET-80/60 - NG TO LP | 83 | 2024-04-01 | ACCESSORIES
JS-0555-TD | CONV. KIT SET-80/60 - LP TO NG | 83 | 2024-04-01 | ACCESSORIES
JS-0555-TG | CONV. KIT SET-110/75 - NG TO LP | 83 | 2024-04-01 | ACCESSORIES
JS-0555-TH | CONV. KIT SET-110/75 - LP TO NG | 83 | 2024-04-01 | ACCESSORIES
JS-0555-TK | CONV. KIT SET-130/90 - NG TO LP | 83 | 2024-04-01 | ACCESSORIES
JS-0555-TL | CONV. KIT SET-130/90 - LP TO NG | 85 | 2024-04-01 | ACCESSORIES
JS-0555-TO | CONV. KIT SET-155/110 - NG TO LP | 83 | 2024-04-01 | ACCESSORIES
JS-0555-TP | CONV. KIT SET-155/110 - LP TO NG | 83 | 2024-04-01 | ACCESSORIES
JS-0555-XA | CONVERSION KIT PU40 - 40 MBH NG TO LP | 61 | 2024-04-01 | ACCESSORIES
JS-0555-XB | CONVERSION KIT PU40 - 40 MBH LPTO NG | 61 | 2024-04-01 | ACCESSORIES
JS-0556-XA | CONV. KIT STSp/STR/SER/IR 45, NG TO LP | 97 | 2024-04-01 | ACCESSORIES
JS-0556-XB | CONV. KIT STSp/STR/SER/IR 45, LP TO NG | 97 | 2024-04-01 | ACCESSORIES
JS-0556-XC | CONV. KIT STS/IQ, STR/IRB 45-X1, NG TO LP | 94 | 2024-04-01 | ACCESSORIES
JS-0556-XE | CONV. KIT S100/ITB 45, NG TO LP | 87 | 2024-04-01 | ACCESSORIES
JS-0556-XF | CONV. KIT S100/ITB 45, LP TO NG | 87 | 2024-04-01 | ACCESSORIES
JS-0557-XX | CONVERSION KIT STS-60 NG TO LP | 59 | 2024-04-01 | ACCESSORIES
JS-0558-XX | CONVERSION KIT STS-60 LP TO NG | 59 | 2024-04-01 | ACCESSORIES
JS-0559-XX | CONVERSION KIT STS-80 NG TO LP | 59 | 2024-04-01 | ACCESSORIES
JS-0560-XX | CONVERSION KIT STS-80 LP TO NG | 59 | 2024-04-01 | ACCESSORIES
JS-0561-XB | CONVERSION KIT -FB-110, -B-110 NG TO LP | 243 | 2024-04-01 | ACCESSORIES
JS-0561-XX | CONVERSION KIT STS-110 NG TO LP | 59 | 2024-04-01 | ACCESSORIES
JS-0562-XB | CONVERSION KIT -FB-110, -B-110 LP TO NG | 198 | 2024-04-01 | ACCESSORIES
JS-0562-XX | CONVERSION KIT STS-110 LP TO NG | 59 | 2024-04-01 | ACCESSORIES
JS-0563-XB | CONVERSION KIT -FB-130, -B-130 NG TO LP | 83 | 2024-04-01 | ACCESSORIES
JS-0563-XX | CONVERSION KIT STS-130 NG TO LP | 59 | 2024-04-01 | ACCESSORIES
JS-0564-XB | CONVERSION KIT -FB-130, -B-130 LP TO NG | 83 | 2024-04-01 | ACCESSORIES
JS-0564-XX | CONVERSION KIT STS-130 LP TO NG | 59 | 2024-04-01 | ACCESSORIES
JS-0565-XX | CONVERSION KIT STS-150 NG TO LP | 59 | 2024-04-01 | ACCESSORIES
JS-0566-XX | CONVERSION KIT STS-155 LP TO NG | 59 | 2024-04-01 | ACCESSORIES
JS-0567-AA | CONVERSION KIT STSp-175 NG TO LP | 61 | 2024-04-01 | ACCESSORIES
JS-0567-AS | CONVERSION KIT VR8205H S.O. VALVE -175 NG TO LP | 243 | 2024-04-01 | ACCESSORIES
JS-0567-BB | CONVERSION KIT STSp-175 LP TO NG | 56 | 2024-04-01 | ACCESSORIES
JS-0567-BS | CONVERSION KIT VR8205K S.O. VALVE -175 LP TO NG | 194 | 2024-04-01 | ACCESSORIES
JS-0567-CC | CONVERSION KIT STSp-200 NG TO LP | 59 | 2024-04-01 | ACCESSORIES
JS-0567-DD | CONVERSION KIT STSp-200 LP TO NG | 56 | 2024-04-01 | ACCESSORIES
JS-0567-DS | CONVERSION KIT VR8205K S.O. VALVE 200 LP TO NG | 84 | 2024-04-01 | ACCESSORIES
JS-0568-CC | THERMOSTAT RELAY 24V | 37 | 2024-04-01 | ACCESSORIES
JS-0569-DT | DIGITAL TWO STAGE THERMOSTAT - 24 volt Luminous | 404 | 2024-04-01 | ACCESSORIES
JS-0569-DT-P | DIGITAL TWO STAGE PROGRAMMABLE THERMOSTAT - 24 volt Luminous | 669 | 2024-04-01 | ACCESSORIES
JS-0569-WR | 24 volt Luminous DIGITAL THERMOSTAT | 125 | 2024-04-01 | ACCESSORIES
JS-0570-TT | MOISTURE PROOF NEMA 4X TWO STAGE THERMOSTAT (TH109) | 368 | 2024-04-01 | ACCESSORIES
JS-0570-XX | MOISTURE PROOF THERMOSTAT (F1092) | 180 | 2024-04-01 | ACCESSORIES
JS-0572-SE | SE P.V.C. TUBING SET (2x 20") | 17 | 2024-04-01 | PARTS
JS-0572-SG | P.V.C. TUBING SINGLE PIECE 1/4" x 20" | 15 | 2024-04-01 | PARTS
JS-0572-XX | P.V.C. TUBING SET (19" & 22") | 25 | 2024-04-01 | PARTS
JS-0573-FH | WIRING HARNESS - FENWAL - SE SERIES | 42 | 2024-04-01 | PARTS
JS-0573-FW | DSI - FENWAL - 120V - BARE BOARD - SE | 504 | 2024-04-01 | PARTS
JS-0573-RP | DSI CONTROL FENWAL120V BOARD REPL KIT SE | 608 | 2024-04-01 | PARTS
JS-0575-UL | AIR PROVING SWITCH - .70" W.C. | 57 | 2024-04-01 | PARTS
JS-0575-XX | AIR PROVING SWITCH - .20" W.C. | 57 | 2024-04-01 | PARTS
JS-0575-YY | AIR PROVING SWITCH - .65" W.C. | 57 | 2024-04-01 | PARTS
JS-0575-YZ | AIR PROVING SWITCH - 1.30" W.C. | 39 | 2024-04-01 | PARTS
JS-0575-ZA | AIR PROVING SWITCH - 1.40" W.C. | 57 | 2024-04-01 | PARTS
JS-0575-ZB | AIR PROVING SWITCH - .90" W.C. | 57 | 2024-04-01 | PARTS
JS-0575-ZC | AIR PROVING SWITCH - .80" W.C. | 57 | 2024-04-01 | PARTS
JS-0575-ZL | AIR PROVING SWITCH - 1.50" W.C. | 39 | 2024-04-01 | PARTS
JS-0576-AA | AIR PROVING SWITCH - .85" W.C. | 57 | 2024-04-01 | PARTS
JS-0576-UA | BLOWER PROVING SWITCH - .85" W.C. | 57 | 2024-04-01 | PARTS
JS-0576-UG | AIR PROVING SWITCH - 1.00" W.C. | 57 | 2024-04-01 | PARTS
JS-0576-UL | AIR PROVING SWITCH - 1.10" W.C. | 57 | 2024-04-01 | PARTS
JS-0576-UX | BLOWER PROVING SWITCH - .48" W.C. | 57 | 2024-04-01 | PARTS
JS-0576-UY | BLOWER PROVING SWITCH - .30" W.C. | 57 | 2024-04-01 | PARTS
JS-0576-UZ | BLOWER PROVING SWITCH - .67" W.C. | 57 | 2024-04-01 | PARTS
JS-0576-XX | AIR PROVING SWITCH .- 48" W.C. | 57 | 2024-04-01 | PARTS
JS-0576-XY | AIR PROVING SWITCH .- 1.15" W.C. 175-S | 57 | 2024-04-01 | PARTS
JS-0576-YY | AIR PROVING SWITCH - .30" W.C. | 57 | 2024-04-01 | PARTS
JS-0577-RR | BLOCKED FLUE SWITCH .46" W.C. (TWO ORIFICES) | 57 | 2024-04-01 | PARTS
JS-0577-SS | BLOCKED FLUE SWITCH .58" W.C. | 57 | 2024-04-01 | PARTS
JS-0577-TS | BLOCKED FLUE SWITCH .80" W.C. | 57 | 2024-04-01 | PARTS
JS-0577-TU | BLOCKED FLUE SWITCH .36" W.C. TWO STAGE 80/60 NG | 57 | 2024-04-01 | PARTS
JS-0577-UA | BLOCKED FLUE SWITCH .86" W.C. | 57 | 2024-04-01 | PARTS
JS-0577-UL | BLOCKED FLUE SWITCH .74" W.C. | 57 | 2024-04-01 | PARTS
JS-0577-US | BLOCKED FLUE SWITCH .58" W.C. | 57 | 2024-04-01 | PARTS
JS-0577-UW | BLOCKED FLUE SWITCH 1.33" W.C. | 57 | 2024-04-01 | PARTS
JS-0577-UZ | BLOCKED FLUE SWITCH 1.41" W.C. | 57 | 2024-04-01 | PARTS
JS-0577-XX | BLOCKED FLUE SWITCH 1.17" W.C. | 39 | 2024-04-01 | PARTS
JS-0577-XY | BLOCKED FLUE SWITCH 1.20" W.C. 175-S | 57 | 2024-04-01 | PARTS
JS-0577-XZ | BLOCKED FLUE SWITCH 1.25" W.C. | 57 | 2024-04-01 | PARTS
JS-0577-YA | BLOCKED FLUE SWITCH .70" W.C. | 57 | 2024-04-01 | PARTS
JS-0577-YY | BLOCKED FLUE SWITCH .90" W.C. | 57 | 2024-04-01 | PARTS
JS-0577-ZZ | BLOCKED FLUE SWITCH 1.41" W.C. | 57 | 2024-04-01 | PARTS
JS-0578-BB | BLOCKED FLUE SWITCH 1.50" W.C. | 57 | 2024-04-01 | PARTS
JS-0578-UL | BLOCKED FLUE SWITCH 1.03" W.C. | 57 | 2024-04-01 | PARTS
JS-0578-XX | OUTLET BLOWER GASKET | 11 | 2024-04-01 | PARTS
JS-0579-43 | SST BLOWER ASSEMBLY 43W | 341 | 2024-04-01 | PARTS
JS-0579-63 | SST BLOWER ASSEMBLY 63W | 369 | 2024-04-01 | PARTS
JS-0579-AK | KIT - BLOWER & TWO GASKETS - STSp | 436 | 2024-04-01 | PARTS
JS-0579-AK-B | KIT - BLOWER & TWO GASKETS - STSp - BULK PACK OF 8 | 2943 | 2024-04-01 | PARTS
JS-0579-ZK | KIT - BLOWER 1/20 HP - 120Vac - 200 MBH / TWO GASKETS | 475 | 2024-04-01 | PARTS
JS-0581-ST | SST COMPONENT MOUNTING PLATE - "V" SHAPE | 40 | 2024-04-01 | PARTS
JS-0581-ST-F | SST COMPONENT MOUNTING PLATE - FLAT | 35 | 2024-04-01 | PARTS
JS-0582-ST | PAINTED BURNER HOUSING - SST - GREY | 311 | 2024-04-01 | PARTS
JS-0583-15 | FLANGE - INTAKE ADAPTOR STAINLESS STEEL | 167 | 2024-04-01 | PARTS
JS-0583-15-P | FLANGE - INTAKE ADAPTOR PAINTED | 118 | 2024-04-01 | PARTS
JS-0585-UJ | BURNER CUP AIR RESTRICTOR RING UL60NG | 11 | 2024-04-01 | PARTS
JS-0585-UP | BURNER CUP AIR DEVERTER UL 60 | 47 | 2024-04-01 | PARTS
JS-0585-US | BURNER CUP AIR DEVERTER RETAINER NUT | 15 | 2024-04-01 | PARTS
JS-0588-UL | 90 DEGREE FLANGE ELBOW 3/8"F X 1/2"F (OUTLET) | 75 | 2024-04-01 | PARTS
JS-0588-XX | ELBOW FITTING - 90 DEGREE STREET | 13 | 2024-04-01 | PARTS
JS-0590-XX | NIPPLE - 1/2" x 4" | 13 | 2024-04-01 | PARTS
JS-0591-ST | GASKET FOR SST FLANGE ADAPTOR | 9 | 2024-04-01 | PARTS
JS-0591-WP | GASKET WP BURNER HEAD/TUBE | 21 | 2024-04-01 | PARTS
JS-0591-XX | GASKET FOR STSP FLANGE ADAPTOR | 15 | 2024-04-01 | PARTS
JS-0591-XY | FLAME RECTIFIER 175-S LP | 23 | 2024-04-01 | PARTS
JS-0592-AR | Burner air restrictor - 45R | 23 | 2024-04-01 | PARTS
JS-0592-RR | FLAME RECTIFIER 40-R | 40 | 2024-04-01 | PARTS
JS-0592-RT | FLAME RECTIFIER 110 / 125,000 | 40 | 2024-04-01 | PARTS
JS-0592-RX | FLAME RECTIFIER 200-S LP | 40 | 2024-04-01 | PARTS
JS-0593-LP | EQUALIZER PLATE 37 HOLES - (45 LP) | 23 | 2024-04-01 | PARTS
JS-0593-SH | OUTLET EQUALIZER PLATE - (SST 130, 205-260) | 23 | 2024-04-01 | PARTS
JS-0593-SK | OUTLET EQUALIZER PLATE - (SST 50) NEW | 23 | 2024-04-01 | PARTS
JS-0593-SM | OUTLET EQUALIZER PLATE - (SST 65 & 80) NEW | 23 | 2024-04-01 | PARTS
JS-0593-SS | OUTLET EQUALIZER PLATE - (SST-M 80/60) | 12 | 2024-04-01 | PARTS
JS-0593-ST | OUTLET EQUALIZER PLATE - (SST-M 115/72 & 155/95) | 12 | 2024-04-01 | PARTS
JS-0593-SV | OUTLET EQUALIZER PLATE- SST | 23 | 2024-04-01 | PARTS
JS-0593-SW | OUTLET EQUALIZER PLATE - (SST-M 250/160) | 23 | 2024-04-01 | PARTS
JS-0593-XL | EQUALIZER PLATE 29 HOLES - (SERIES X1- 45 LP) | 23 | 2024-04-01 | PARTS
JS-0593-XX | PLATE EQUALIZER OUTLET- (60 TO 200) | 23 | 2024-04-01 | PARTS
JS-0593-XY | EQUALIZER PLATE 175-S LP | 23 | 2024-04-01 | PARTS
JS-0593-XZ | EQUALIZER PLATE 175 LP | 23 | 2024-04-01 | PARTS
JS-0593-YE | OUTLET EQUALIZER PLATE 200-S NG & LP | 10 | 2024-04-01 | PARTS
JS-0594-ST | BLOWER REST. RING w/ FLANGE - STSp 60 | 48 | 2024-04-01 | PARTS
JS-0595-AA | BLOWER RING w/ FLANGE - STSp110-200 | 47 | 2024-04-01 | PARTS
JS-0595-EA | BLOWER RING - w/1/2" BIRD SCREEN SE LARG | 28 | 2024-04-01 | PARTS
JS-0595-EP | BLOWER INLET REST. PLATE - 80 (1-3/4" HOLE) | 34 | 2024-04-01 | PARTS
JS-0595-SC-M | BLOWER INLET REST. c/w FLANGE - SST (1.25" HOLE) | 52 | 2024-04-01 | PARTS
JS-0595-SD-M | BLOWER INLET REST. c/w FLANGE - SST-M (1.375" HOLE) | 49 | 2024-04-01 | PARTS
JS-0595-SE | BLOWER INLET REST. c/w FLANGE - SST (1.5" HOLE) | 52 | 2024-04-01 | PARTS
JS-0595-SF | BLOWER INLET REST. c/w FLANGE - SST (1.75" HOLE) | 52 | 2024-04-01 | PARTS
JS-0595-SF-M | BLOWER INLET REST. c/w FLANGE - SST-M (1.90" HOLE) | 49 | 2024-04-01 | PARTS
JS-0595-SG | BLOWER INLET REST. c/w FLANGE - SST (2.375" HOLE) | 49 | 2024-04-01 | PARTS
JS-0595-SG-M | BLOWER INLET REST. c/w FLANGE - SST (2.75" HOLE) | 52 | 2024-04-01 | PARTS
JS-0595-SH | BLOWER INLET REST. c/w FLANGE - SST (3.625" HOLE) | 52 | 2024-04-01 | PARTS
JS-0595-SP | BLOWER REST. RING w/ FLANGE - STSp 80 | 48 | 2024-04-01 | PARTS
JS-0595-UD | BLOWER INLET REST. c/w FLANGE - UL130/160NG (2-3/8" HOLE) | 33 | 2024-04-01 | PARTS
JS-0596-AA | BURNER CUP AIR REST. RING 9/32" | 25 | 2024-04-01 | PARTS
JS-0596-XX | BURNER CUP AIR REST. RING .375 | 25 | 2024-04-01 | PARTS
JS-0597-XX | BURNER CUP AIR REST. RING .500 | 25 | 2024-04-01 | PARTS
JS-0597-XY | BURNER CUP AIR REST. RING 175-S | 25 | 2024-04-01 | PARTS
JS-0597-YE | BURNER CUP AIR REST. RING 200-S LP | 11 | 2024-04-01 | PARTS
JS-0597-YY | BURNER CUP AIR REST. RING 200-S NG | 11 | 2024-04-01 | PARTS
JS-0598-XX | INSTALLER CONVENIENCE KIT - STR HTR | 219 | 2024-04-01 | PARTS
JS-0601-WP | GASKET WP INTAKE | 15 | 2024-04-01 | PARTS
JS-0701-DM | GAS ORIFICE LOW INTENSITY HTR 1 DMS | 13 | 2024-04-01 | PARTS
JS-0702-DM | GAS ORIFICE LOW INTENSITY HTR 2 DMS | 13 | 2024-04-01 | PARTS
JS-0703-DM | GAS ORIFICE LOW INTENSITY HTR 3 DMS | 13 | 2024-04-01 | PARTS
JS-0704-DM | GAS ORIFICE LOW INTENSITY HTR 4 DMS | 13 | 2024-04-01 | PARTS
JS-0705-DM | GAS ORIFICE LOW INTENSITY HTR 5 DMS | 13 | 2024-04-01 | PARTS
JS-0709-DM | GAS ORIFICE LOW INTENSITY HTR 9 DMS | 13 | 2024-04-01 | PARTS
JS-070E-NS | GAS ORIFICE LOW INTENSITY HTR. E | 13 | 2024-04-01 | PARTS
JS-070G-NS | GAS ORIFICE LOW INTENSITY HTR. "G" Drill Size | 13 | 2024-04-01 | PARTS
JS-070M-NS | GAS ORIFICE LOW INTENSITY HTR. "M" Drill Size | 13 | 2024-04-01 | PARTS
JS-070P-NS | GAS ORIFICE LOW INTENSITY HTR. "P" Drill Size | 13 | 2024-04-01 | PARTS
JS-070Q-NS | GAS ORIFICE LOW INTENSITY HTR. "Q" Drill Size | 13 | 2024-04-01 | PARTS
JS-070R-NS | GAS ORIFICE LOW INTENSITY HTR. "R" Drill Size | 13 | 2024-04-01 | PARTS
JS-0710-DM | GAS ORIFICE LOW INTENSITY HTR 19/64" | 13 | 2024-04-01 | PARTS
JS-0711-DM | GAS ORIFICE LOW INTENSITY HTR 11 DMS | 13 | 2024-04-01 | PARTS
JS-0713-DM | GAS ORIFICE LOW INTENSITY HTR 13 DMS | 13 | 2024-04-01 | PARTS
JS-0713-IN | GAS ORIFICE LOW INTENSITY HTR 1/8 inch | 13 | 2024-04-01 | PARTS
JS-0714-DM | GAS ORIFICE LOW INTENSITY HTR 14 DMS | 13 | 2024-04-01 | PARTS
JS-0714-IN | GAS ORIFICE LOW INTENSITY HTR 9/64 inch | 13 | 2024-04-01 | PARTS
JS-0716-DM | GAS ORIFICE LOW INTENSITY HTR 16 DMS | 13 | 2024-04-01 | PARTS
JS-0717-DM | GAS ORIFICE LOW INTENSITY HTR 17 DMS | 13 | 2024-04-01 | PARTS
JS-0718-DM | GAS ORIFICE LOW INTENSITY HTR 18 DMS | 13 | 2024-04-01 | PARTS
JS-0719-DM | GAS ORIFICE LOW INTENSITY HTR 19 DMS | 13 | 2024-04-01 | PARTS
JS-0719-IN | GAS ORIFICE LOW INTENSITY HTR 3/16 inch | 13 | 2024-04-01 | PARTS
JS-0720-DM | GAS ORIFICE LOW INTENSITY HTR 20 DMS | 13 | 2024-04-01 | PARTS
JS-0720-IN | GAS ORIFICE LOW INTENSITY HTR 13/64 inch | 13 | 2024-04-01 | PARTS
JS-0721-DM | GAS ORIFICE LOW INTENSITY HTR 21 DMS | 13 | 2024-04-01 | PARTS
JS-0723-DM | GAS ORIFICE LOW INTENSITY HTR 23 DMS | 13 | 2024-04-01 | PARTS
JS-0724-DM | GAS ORIFICE LOW INTENSITY HTR 24 DMS | 13 | 2024-04-01 | PARTS
JS-0725-DM | GAS ORIFICE LOW INTENSITY HTR 25 DMS | 13 | 2024-04-01 | PARTS
JS-0725-IN | GAS ORIFICE LOW INTENSITY HTR 1/4 inch | 13 | 2024-04-01 | PARTS
JS-0726-DM | GAS ORIFICE LOW INTENSITY HTR 26 DMS | 13 | 2024-04-01 | PARTS
JS-0727-DM | GAS ORIFICE LOW INTENSITY HTR 27 DMS | 13 | 2024-04-01 | PARTS
JS-0728-DM | GAS ORIFICE LOW INTENSITY HTR 28 DMS | 13 | 2024-04-01 | PARTS
JS-0728-IN | GAS ORIFICE LOW INTENSITY HTR 7.2 MM | 13 | 2024-04-01 | PARTS
JS-0729-DM | GAS ORIFICE LOW INTENSITY HTR 29 DMS | 13 | 2024-04-01 | PARTS
JS-0730-DM | GAS ORIFICE LOW INTENSITY HTR 30 DMS | 13 | 2024-04-01 | PARTS
JS-0730-IN | GAS ORIFICE LOW INTENSITY HTR 19/64 inch | 13 | 2024-04-01 | PARTS
JS-0731-DM | GAS ORIFICE LOW INTENSITY HTR 31 DMS | 13 | 2024-04-01 | PARTS
JS-0732-DM | GAS ORIFICE LOW INTENSITY HTR 32 DMS | 13 | 2024-04-01 | PARTS
JS-0733-DM | GAS ORIFICE LOW INTENSITY HTR 33 DMS | 13 | 2024-04-01 | PARTS
JS-0733-MM | GAS ORIFICE LOW INTENSITY HTR 3.3 MM | 13 | 2024-04-01 | PARTS
JS-0734-DM | GAS ORIFICE LOW INTENSITY HTR 34 DMS | 13 | 2024-04-01 | PARTS
JS-0734-MM | GAS ORIFICE LOW INTENSITY HTR 3.4 MM | 13 | 2024-04-01 | PARTS
JS-0735-DM | GAS ORIFICE LOW INTENSITY HTR 35 DMS | 13 | 2024-04-01 | PARTS
JS-0735-MM | GAS ORIFICE LOW INTENSITY HTR 3.5 MM | 13 | 2024-04-01 | PARTS
JS-0736-DM | GAS ORIFICE LOW INTENSITY HTR 36 DMS | 13 | 2024-04-01 | PARTS
JS-0737-DM | GAS ORIFICE LOW INTENSITY HTR 37 DMS | 13 | 2024-04-01 | PARTS
JS-0738-DM | GAS ORIFICE LOW INTENSITY HTR 38 DMS | 13 | 2024-04-01 | PARTS
JS-0739-DM | GAS ORIFICE LOW INTENSITY HTR 39 DMS | 13 | 2024-04-01 | PARTS
JS-0740-DM | GAS ORIFICE LOW INTENSITY HTR 40 DMS | 13 | 2024-04-01 | PARTS
JS-0741-DM | GAS ORIFICE LOW INTENSITY HTR 41 DMS | 13 | 2024-04-01 | PARTS
JS-0742-DM | GAS ORIFICE LOW INTENSITY HTR 42 DMS | 13 | 2024-04-01 | PARTS
JS-0742-MM | GAS ORIFICE LOW INTENSITY HTR 4.2 MM | 13 | 2024-04-01 | PARTS
JS-0743-DM | GAS ORIFICE LOW INTENSITY HTR 43 DMS | 13 | 2024-04-01 | PARTS
JS-0744-DM | GAS ORIFICE LOW INTENSITY HTR 44 DMS | 13 | 2024-04-01 | PARTS
JS-0745-DM | GAS ORIFICE LOW INTENSITY HTR 45 DMS | 13 | 2024-04-01 | PARTS
JS-0746-DM | GAS ORIFICE LOW INTENSITY HTR 46 DMS | 13 | 2024-04-01 | PARTS
JS-0748-DM | GAS ORIFICE LOW INTENSITY HTR 48 DMS | 13 | 2024-04-01 | PARTS
JS-0749-DM | GAS ORIFICE LOW INTENSITY HTR 49 DMS | 13 | 2024-04-01 | PARTS
JS-0750-DM | GAS ORIFICE LOW INTENSITY HTR 50 DMS | 13 | 2024-04-01 | PARTS
JS-0750-MM | GAS ORIFICE LOW INTENSITY HTR 5.0 MM | 13 | 2024-04-01 | PARTS
JS-0751-MM | GAS ORIFICE LOW INTENSITY HTR 5.1 MM | 13 | 2024-04-01 | PARTS
JS-0752-MM | GAS ORIFICE LOW INTENSITY HTR 5.2 MM | 13 | 2024-04-01 | PARTS
JS-0755-MM | GAS ORIFICE LOW INTENSITY HTR 5.5 MM | 13 | 2024-04-01 | PARTS
JS-0756-MM | GAS ORIFICE LOW INTENSITY HTR 5.6 MM | 13 | 2024-04-01 | PARTS
JS-0757-MM | GAS ORIFICE LOW INTENSITY HTR 5.7 MM | 13 | 2024-04-01 | PARTS
JS-0758-DM | GAS ORIFICE LOW INTENSITY HTR 58 DMS | 13 | 2024-04-01 | PARTS
JS-0758-MM | GAS ORIFICE LOW INTENSITY HTR 5.8 MM | 13 | 2024-04-01 | PARTS
JS-0759-MM | GAS ORIFICE LOW INTENSITY HTR 5.9 MM | 13 | 2024-04-01 | PARTS
JS-0760-MM | GAS ORIFICE LOW INTENSITY HTR 6.0 MM | 13 | 2024-04-01 | PARTS
JS-0761-MM | GAS ORIFICE LOW INTENSITY HTR 6.1 MM | 13 | 2024-04-01 | PARTS
JS-0762-MM | GAS ORIFICE LOW INTENSITY HTR 6.2 MM | 13 | 2024-04-01 | PARTS
JS-0763-MM | GAS ORIFICE LOW INTENSITY HTR 6.3 MM | 13 | 2024-04-01 | PARTS
JS-0764-MM | GAS ORIFICE LOW INTENSITY HTR 6.4 MM | 13 | 2024-04-01 | PARTS
JS-0765-MM | GAS ORIFICE LOW INTENSITY HTR 6.5 MM | 13 | 2024-04-01 | PARTS
JS-0766-MM | GAS ORIFICE LOW INTENSITY HTR 6.6 MM | 13 | 2024-04-01 | PARTS
JS-0767-MM | GAS ORIFICE LOW INTENSITY HTR 6.7 MM | 13 | 2024-04-01 | PARTS
JS-0770-MM | GAS ORIFICE LOW INTENSITY HTR 7.0 MM | 13 | 2024-04-01 | PARTS
JS-0771-MM | GAS ORIFICE LOW INTENSITY HTR 7.1 MM | 13 | 2024-04-01 | PARTS
JS-0772-MM | GAS ORIFICE LOW INTENSITY HTR 7.2 MM | 13 | 2024-04-01 | PARTS
JS-0773-MM | GAS ORIFICE LOW INTENSITY HTR 7.3 MM | 13 | 2024-04-01 | PARTS
JS-0774-MM | GAS ORIFICE LOW INTENSITY HTR 7.4 MM | 13 | 2024-04-01 | PARTS
JS-R040-BN | Garage/Shop P40-R BURNER KIT 40 NG | 1219 | 2024-04-01 | PARTS
JS-S040-CN | premierSchwank STS-JZ BURNER KIT 40 NG (CDN) | 1644 | 2024-04-01 | PARTS
JU-0363-AA | FLAT TILE SCREEN - IGNITOR END - SUPRASCHWANK 10,15,20 | 256 | 2024-04-01 | PARTS
JU-0363-KX | SCREEN KIT C/W TWO RETAINERS- SUPRASCHWANK 10,15,20 | 256 | 2024-04-01 | PARTS
JU-0363-YY | RAISED TILE SCREEN - IGNITOR END - SUPRASCHWANK 30 | 205 | 2024-04-01 | PARTS
JU-0363-ZZ | RAISED TILE SCREEN - SUPRASCHWANK 30 | 205 | 2024-04-01 | PARTS
JU-0378-XX | SUPRA 30 TOP INSULATION COVER | 875 | 2024-04-01 | PARTS
JV-0001-MK | MonsterFans DD/GD Series Primary Mounting Kit, 1 FT | 365 | 2024-04-01 | ACCESSORIES
JV-0002-MK | MonsterFans DD/GD Series Primary Mounting Kit, 2 FT | 426 | 2024-04-01 | ACCESSORIES
JV-0002-MK-E | MonsterFans DD/GD Series Extension Mounting Kit, 2 FT | 305 | 2024-04-01 | ACCESSORIES
JV-0003-MK-E | MonsterFans Style Series Extension Mounting Kit, 3 FT | 293 | 2024-04-01 | ACCESSORIES
JV-0004-MK | MonsterFans DD/GD Series Primary Mounting Kit, 4 FT | 650 | 2024-04-01 | ACCESSORIES
JV-0004-MK-E | MonsterFans DD/GD Series Extension Mounting Kit, 4 FT | 365 | 2024-04-01 | ACCESSORIES
JV-0010-MK | MonsterFans Mounting Kit, OWSJ Bracket (one per truss) | 520 | 2024-04-01 | ACCESSORIES
JV-0012-MK | MonsterFans Mounting Kit, Glue Lam Bracket (one per fan) | 302 | 2024-04-01 | ACCESSORIES
JV-0014-MK | MonsterFans Mounting Kit, Purlon Bracket (one per truss) | 520 | 2024-04-01 | ACCESSORIES
JV-0018-MK | MonsterFans Matching Mount Plate Kit, (one per fan) | 350 | 2024-04-01 | ACCESSORIES
JV-0020-MK | MonsterFans Mounting Kit, 8' Steel Mounting Beam | 740 | 2024-04-01 | ACCESSORIES
JV-0023-MK | MonsterFans Mounting Kit, 13' Steel Mounting Beam | 1049 | 2024-04-01 | ACCESSORIES
JV-01010-CL | MonsterFans Drive, VFD 230V IP66 NEMA 4X Rating | 1763 | 2024-04-01 | ACCESSORIES
JV-01015-CL | MonsterFans Drive, VFD 460V IP66 NEMA 4X Rating | 2127 | 2024-04-01 | ACCESSORIES
JV-01020-CL | MonsterFans Smart Controller, Single Fan, Touchscreen, Temp/RH sensor | 1399 | 2024-04-01 | ACCESSORIES
JV-01025-CL | MonsterFans Smart Controller, Multiple Fans, Up to 10 Fans, Touchscreen, Temp/RH sensor | 3160 | 2024-04-01 | ACCESSORIES
JV-01030-CL | MonsterFans Touch Controller, Up to 20 Fans,Touchscreen, On/Off, Speed Control, Reverse | 6501 | 2024-04-01 | ACCESSORIES
JV-01035-CL | MonsterFans Touch Module [Only 575V Models] | 749 | 2024-04-01 | ACCESSORIES
JV-01040-CL | MonsterFans Link Controller - BMS [Only Compatible with Touch Controller] | 3752 | 2024-04-01 | ACCESSORIES
JV-01045-CL | MonsterFans Link Module - BMS [Only 575V Models] | 402 | 2024-04-01 | ACCESSORIES
JV-01048-CL | MonsterFans Style Series Multi-Fan HMI Control | 1239 | 2024-04-01 | ACCESSORIES
JV-01050-CL | MonsterFans Drive, VFD 575V 1HP, GD Series | 2382 | 2024-04-01 | ACCESSORIES
JV-01053-CL | MonsterFans Drive, VFD 575V 1.5HP, GD Series | 2602 | 2024-04-01 | ACCESSORIES
JV-01056-CL | MonsterFans Drive, VFD 575V 2HP, GD Series | 2602 | 2024-04-01 | ACCESSORIES
JV-01070-CL | External VFD Fire Relay - 30A - 24V | 148 | 2024-04-01 | ACCESSORIES
JV-01072-CL | Style Series Fire Relay | 142 | 2024-04-01 | ACCESSORIES
JV-01075-CL | MonsterFans Wind Sensor | 1412 | 2024-04-01 | ACCESSORIES
JV-01075-CL | MonsterFans Wind Sensor | 1412 | 2024-04-01 | ACCESSORIES
JW-0320-BL | WIRE-BLACK 20 CM STRIPED1/4" F SPADE INS | 4 | 2024-04-01 | PARTS
JW-0519-AM | INDICATOR LIGHT- AMBER - IQ SERIES | 17 | 2024-04-01 | PARTS
JW-0519-GR | INDICATOR LIGHT - GREEN - 110 volt Luminous | 17 | 2024-04-01 | PARTS
JW-0519-RE | INDICATOR - LIGHT - RED - IQ SERIES | 17 | 2024-04-01 | PARTS
JW-0726-RE | WIRE -RED 26CM 3/16" F SPADE / STRIPPED | 4 | 2024-04-01 | PARTS
JW-2224-WH | WIRE WHITE/BLUE JUMPER 22 CM 1/4 X 24 CM STRIPPED | 4 | 2024-04-01 | PARTS
JW-2313-BL | WIRE - BLACK 13 CM 1/4" SPADE X 3/16" SPADE | 4 | 2024-04-01 | PARTS
JW-2313-GR | WIRE - GREEN 13 CM 1/4" SPADE X 3/16" PIGGYBACK | 4 | 2024-04-01 | PARTS
JW-2324-GR | WIRE - GREEN 24 CM STRIPED X 3/16" SPADE | 4 | 2024-04-01 | PARTS
JX-0201-DD | DSI TWO BURNER 2 462 D901 029 | 487 | 2024-04-01 | PARTS
JX-0204-SC | IGNITOR/SENSOR - ECO ; IL | 126 | 2024-04-01 | PARTS
JX-0205-BK-B | PILOT - IGNITER & SENSOR BRACKET FOR - Q3451B HW IGNITER | 40 | 2024-04-01 | PARTS
JX-0205-FS | PILOT FLAME SHIELD 2100 | 62 | 2024-04-01 | PARTS
JX-0205-LP | 2100/IO-100 PILOT ORIFICE - LP | 27 | 2024-04-01 | PARTS
JX-0205-NG | PILOT BURNER - 2100/IO-100 NG | 128 | 2024-04-01 | PARTS
JX-0205-PC | PILOT COVER - MILLIVOLT | 27 | 2024-04-01 | PARTS
JX-0205-PK | PILOT GAS TUBE ASSEMBLY KIT 2100 | 78 | 2024-04-01 | PARTS
JX-0205-PT | PILOT GAS TUBE ASSEMBLY 2100 | 30 | 2024-04-01 | PARTS
JX-0205-PT-FE | PILOT NIPPLE FERRULE 2100 | 6 | 2024-04-01 | PARTS
JX-0205-XX | PILOT BURNER ASSEMBLY c/w SPARK WIRE & INSULATION - 2100/2300 | 168 | 2024-04-01 | PARTS
JX-0206-XX | D.S.I. CONTROL BRACKET | 17 | 2024-04-01 | PARTS
JX-0207-XX | IGNITOR MOUNTING BRACKET (JR) | 23 | 2024-04-01 | PARTS
JX-0209-ZZ | NIPPLE - 1/2" X 2" WITH THREADED HOLE 2100 | 39 | 2024-04-01 | PARTS
JX-0210-CL | ORIFICE HOLDER RETAINER CLIP | 4 | 2024-04-01 | PARTS
JX-0210-XX | MODEL IL ORIFICE HOLDER | 86 | 2024-04-01 | PARTS
JX-0228-FG-25 | FIBERGLASS SLEEVE (BLACK INSULTHERM) 1/4" x 1' | 15 | 2024-04-01 | PARTS
JX-0228-RK | HI VOLTAGE SPARK WIRE c/w FIBERGLASS INSULATION REPLACEMENT KIT | 41 | 2024-04-01 | PARTS
JX-0228-XX | HI VOLTAGE WIRE - SPARK | 29 | 2024-04-01 | PARTS
JX-0228-YY | HI VOLTAGE WIRE - SPARK 2300 | 29 | 2024-04-01 | PARTS
JX-0228-ZZ | HI VOLTAGE WIRE - SPARK ECO - FENWAL | 29 | 2024-04-01 | PARTS
JX-0229-GR | LOW VOLTAGE WIRE - GROUND | 15 | 2024-04-01 | PARTS
JX-0229-SR | LOW VOLTAGE WIRE - SENSOR | 6 | 2024-04-01 | PARTS
JX-0229-VA | LOW VOLTAGE WIRE - VALVE | 15 | 2024-04-01 | PARTS
JX-0236-SG-P | SINGLE REFLECTOR EXTENSION - IL 37 | 146 | 2024-04-01 | ACCESSORIES
JX-0237-SG-P | SINGLE REFLECTOR EXTENSION - IL 50 | 152 | 2024-04-01 | ACCESSORIES
JX-0238-SG-P | REFLECTOR EXTENSION - SINGLE - IL 75 | 164 | 2024-04-01 | ACCESSORIES
JX-0239-SG-P | REFLECTOR EXTENSION - SINGLE - IL 100 | 244 | 2024-04-01 | ACCESSORIES
JX-0243-XA | TILE RETAINER 10-7/8" - ECO-X 6, 18, 36 / IL-X 25, 75, 150 | 25 | 2024-04-01 | PARTS
JX-0243-XB | TILE RETAINER 9" - ECO-X 10 / IL-X 37 | 29 | 2024-04-01 | PARTS
JX-0243-XC | TILE RETAINER 12-5/8" - ECO-X 13, 18, 26 / IL-X 50, 75, 100 | 34 | 2024-04-01 | PARTS
JX-0243-XX | RETAINER STRIP - TILE - ECO/JR | 13 | 2024-04-01 | PARTS
JX-0245-XX | GASKET SET - ECO 10 | 48 | 2024-04-01 | PARTS
JX-0246-XX | GASKET SET - ECO 13 | 48 | 2024-04-01 | PARTS
JX-0247-XX | GASKET SET - ECO 18 | 76 | 2024-04-01 | PARTS
JX-0248-XX | GASKET SET - ECO 26 | 92 | 2024-04-01 | PARTS
JX-0249-XX | TILE PROTECTION GRILLE - ECO 6 & 8 | 112 | 2024-04-01 | ACCESSORIES
JX-0252-XA | CONV. KIT - LP TO NG - ECO 10, IL-37, JR 37 | 92 | 2024-04-01 | ACCESSORIES
JX-0252-XA-A | CONV KIT - LP TO NG - ECO 8, JR25 | 94 | 2024-04-01 | ACCESSORIES
JX-0252-XB | CONV. KIT - LP TO NG - ECO 13, IL-50, JR 50 | 92 | 2024-04-01 | ACCESSORIES
JX-0252-XC | CONV. KIT - LP TO NG - ECO 18, IL-75, JR 75 | 92 | 2024-04-01 | ACCESSORIES
JX-0252-XC-A | CONV. KIT - LP TO NG - ECO 36 143,000 Btuh | 110 | 2024-04-01 | ACCESSORIES
JX-0252-XD | CONV. KIT - LP TO NG - ECO 26, IL-100, JR 100 | 92 | 2024-04-01 | ACCESSORIES
JX-0252-XD-A | CONV. KIT - LP TO NG - ECO 52 - 200,000 Btuh | 110 | 2024-04-01 | ACCESSORIES
JX-0252-XE | CONV. KIT - LP TO NG - 2312/IO-212 | 92 | 2024-04-01 | ACCESSORIES
JX-0252-XF | CONV. KIT - LP TO NG - 2313/IO-213 | 92 | 2024-04-01 | ACCESSORIES
JX-0252-XG | CONV. KIT - LP TO NG - 2315/IO-215 | 92 | 2024-04-01 | ACCESSORIES
JX-0252-XH | CONV. KIT - LP to NG - 2135/IO-135 | 136 | 2024-04-01 | ACCESSORIES
JX-0252-XJ | CONV. KIT - LP to NG - 2150/IO-150 | 136 | 2024-04-01 | ACCESSORIES
JX-0252-XX | TILE PROTECTING GRILLE - ECO 10, IL-37 | 112 | 2024-04-01 | ACCESSORIES
JX-0253-XA | CONV. KIT - NG TO LP - ECO 10, IL-37 | 92 | 2024-04-01 | ACCESSORIES
JX-0253-XA-A | CONV KIT - NG TO LP - ECO 8 | 100 | 2024-04-01 | ACCESSORIES
JX-0253-XB | CONV. KIT - NG TO LP - ECO 13, IL-50 | 92 | 2024-04-01 | ACCESSORIES
JX-0253-XC | CONV. KIT - NG TO LP - ECO 18, IL-75 | 92 | 2024-04-01 | ACCESSORIES
JX-0253-XC-A | CONV. KIT - NG TO LP - ECO 36 - 143,000 Btuh | 110 | 2024-04-01 | ACCESSORIES
JX-0253-XD | CONV. KIT - NG TO LP - ECO 26, IL-100 | 92 | 2024-04-01 | ACCESSORIES
JX-0253-XD-A | CONV. KIT - NG TO LP - ECO 52 - 200,000 Btuh | 110 | 2024-04-01 | ACCESSORIES
JX-0253-XE | CONV. KIT - NG TO LP - 2312/IO-212 | 92 | 2024-04-01 | ACCESSORIES
JX-0253-XF | CONV. KIT - NG TO LP - 2313/IO-213 | 92 | 2024-04-01 | ACCESSORIES
JX-0253-XG | CONV. KIT - NG TO LP - 2315/IO-215 | 92 | 2024-04-01 | ACCESSORIES
JX-0253-XH | CONV. KIT - NG to LP - 2135/IO-135 | 136 | 2024-04-01 | ACCESSORIES
JX-0253-XJ | CONV. KIT - NG to LP - 2150/IO-150 | 136 | 2024-04-01 | ACCESSORIES
JX-0253-XX | TILE PROTECTING GRILLE - ECO 13, IL-50 | 112 | 2024-04-01 | ACCESSORIES
JX-0254-XX | TILE PROTECTING GRILLE - ECO 18, IL-75 | 112 | 2024-04-01 | ACCESSORIES
JX-0255-XX | TILE PROTECTING GRILLE - ECO 26, IL-100 | 112 | 2024-04-01 | ACCESSORIES
JX-0255-ZZ | TILE PROTECTING GRILLE - ECO 52/IL 200 | 176 | 2024-04-01 | ACCESSORIES
JX-0260-SG-P | ECO 6 SINGLE REFLECTOR EXTENSIONS | 80 | 2024-04-01 | ACCESSORIES
JX-0267-AA | NUT&BOLT(QTY 10) FOR TILE FASTNER-ECO/JR | 48 | 2024-04-01 | PARTS
JX-0267-XX | TILE FASTENER SET MODELS: ECO, IL | 8 | 2024-04-01 | PARTS
JX-0285-XX | REFLECTOR - IGNITOR END - ECOSCHWANK | 38 | 2024-04-01 | PARTS
JX-0286-BX | END REFLECTOR ECO-X-36/52 | 84 | 2024-04-01 | PARTS
JX-0286-IX | REFLECTOR - IGNITOR END -ECO-X-36/52 | 42 | 2024-04-01 | PARTS
JX-0286-XX | END REFLECTOR - ECOSCHWANK | 38 | 2024-04-01 | PARTS
JX-0287-SX | REFLECTOR SPACER BRACKET - ECO-X18/26 | 11 | 2024-04-01 | PARTS
JX-0287-XA | SIDE REFLECTOR - ECO-X 6 / IL-X 25 | 22 | 2024-04-01 | PARTS
JX-0287-XE | SIDE REFLECTOR - ECO-X 10 / IL-X 37 | 28 | 2024-04-01 | PARTS
JX-0288-XE | SIDE REFLECTOR - ECO-X 13 / IL-X 50 | 35 | 2024-04-01 | PARTS
JX-0288-XX | SIDE REFLECTOR - ECOSCHWANK 13 | 64 | 2024-04-01 | PARTS
JX-0289-XE | SIDE REFLECTOR - ECO-X 18 / IL-X 75 | 39 | 2024-04-01 | PARTS
JX-0289-XX | SIDE REFLECTOR - ECOSCHWANK 18 | 76 | 2024-04-01 | PARTS
JX-0290-XE | SIDE REFLECTOR - ECO-X 26 / IL-X 100 | 44 | 2024-04-01 | PARTS
JX-0290-XX | SIDE REFLECTOR - ECOSCHWANK 26 | 86 | 2024-04-01 | PARTS
JX-0706-DM | LUMINOUS ORIFICE (# 6 DMS) | 40 | 2024-04-01 | PARTS
JX-0710-DM | LUMINOUS ORIFICE (#10 DMS) | 40 | 2024-04-01 | PARTS
JX-0711-DM | LUMINOUS ORIFICE (#11 DMS) | 40 | 2024-04-01 | PARTS
JX-0713-DM | LUMINOUS ORIFICE (#13 DMS) | 40 | 2024-04-01 | PARTS
JX-0716-DM | LUMINOUS ORIFICE (#16 DMS) | 40 | 2024-04-01 | PARTS
JX-0718-DM | LUMINOUS ORIFICE (# 18 DMS) | 40 | 2024-04-01 | PARTS
JX-0719-DM | LUMINOUS ORIFICE (#19 DMS) | 40 | 2024-04-01 | PARTS
JX-0720-DM | LUMINOUS ORIFICE (# 20 DMS) | 40 | 2024-04-01 | PARTS
JX-0720-MM | LUMINOUS ORIFICE (# 2.00 MM) | 40 | 2024-04-01 | PARTS
JX-0721-DM | LUMINOUS ORIFICE (# 21 DMS) | 40 | 2024-04-01 | PARTS
JX-0722-DM | LUMINOUS ORIFICE (# 22 DMS) | 40 | 2024-04-01 | PARTS
JX-0722-MM | LUMINOUS ORIFICE (# 2.25 MM) | 40 | 2024-04-01 | PARTS
JX-0723-DM | LUMINOUS ORIFICE (#23 DMS) | 40 | 2024-04-01 | PARTS
JX-0724-DM | LUMINOUS ORIFICE (# 24 DMS) | 40 | 2024-04-01 | PARTS
JX-0725-DM | LUMINOUS ORIFICE (# 25 DMS) | 40 | 2024-04-01 | PARTS
JX-0726-DM | LUMINOUS ORIFICE (# 26 DMS) | 40 | 2024-04-01 | PARTS
JX-0727-DM | LUMINOUS ORIFICE (#27 DMS) | 40 | 2024-04-01 | PARTS
JX-0728-DM | LUMINOUS ORIFICE (# 28 DMS) | 40 | 2024-04-01 | PARTS
JX-0728-MM | LUMINOUS ORIFICE (# 2.83 MM) | 40 | 2024-04-01 | PARTS
JX-0729-DM | LUMINOUS ORIFICE (#29 DMS) | 40 | 2024-04-01 | PARTS
JX-0730-DM | LUMINOUS ORIFICE (#30 DMS) | 40 | 2024-04-01 | PARTS
JX-0731-DM | LUMINOUS ORIFICE (#31 DMS) | 40 | 2024-04-01 | PARTS
JX-0732-DM | LUMINOUS ORIFICE (#32 DMS) | 40 | 2024-04-01 | PARTS
JX-0732-MM | LUMINOUS ORIFICE (# 3.17 MM) | 40 | 2024-04-01 | PARTS
JX-0733-DM | LUMINOUS ORIFICE (#33 DMS) | 40 | 2024-04-01 | PARTS
JX-0733-MM | LUMINOUS ORIFICE (# 3.30 MM) | 40 | 2024-04-01 | PARTS
JX-0734-DM | LUMINOUS ORIFICE (# 34 DMS) | 40 | 2024-04-01 | PARTS
JX-0735-DM | LUMINOUS ORIFICE (# 35 DMS) | 40 | 2024-04-01 | PARTS
JX-0736-DM | LUMINOUS ORIFICE (#36 DMS) | 40 | 2024-04-01 | PARTS
JX-0736-MM | LUMINOUS ORIFICE (# 3.60 MM) | 40 | 2024-04-01 | PARTS
JX-0737-DM | LUMINOUS ORIFICE (# 37 DMS) | 40 | 2024-04-01 | PARTS
JX-0738-DM | LUMINOUS ORIFICE (#38 DMS) | 40 | 2024-04-01 | PARTS
JX-0738-MM | LUMINOUS ORIFICE (# 3.85 MM) | 40 | 2024-04-01 | PARTS
JX-0739-DM | LUMINOUS ORIFICE (# 39 DMS) | 40 | 2024-04-01 | PARTS
JX-0740-DM | LUMINOUS ORIFICE (# 40 DMS) | 40 | 2024-04-01 | PARTS
JX-0741-DM | LUMINOUS ORIFICE (# 41 DMS) | 40 | 2024-04-01 | PARTS
JX-0742-DM | LUMINOUS ORIFICE (#42 DMS) | 40 | 2024-04-01 | PARTS
JX-0743-DM | LUMINOUS ORIFICE (#43 DMS) | 40 | 2024-04-01 | PARTS
JX-0743-MM | LUMINOUS ORIFICE (# 4.30 MM) | 40 | 2024-04-01 | PARTS
JX-0744-DM | LUMINOUS ORIFICE (#44 DMS) | 40 | 2024-04-01 | PARTS
JX-0745-DM | LUMINOUS ORIFICE (#45 DMS) | 40 | 2024-04-01 | PARTS
JX-0746-DM | LUMINOUS ORIFICE (# 46 DMS) | 40 | 2024-04-01 | PARTS
JX-0747-DM | LUMINOUS ORIFICE (#47 DMS) | 40 | 2024-04-01 | PARTS
JX-0748-DM | LUMINOUS ORIFICE - (# 48 dms) | 40 | 2024-04-01 | PARTS
JX-0749-DM | LUMINOUS ORIFICE (#49 DMS) | 40 | 2024-04-01 | PARTS
JX-0750-DM | LUMINOUS ORIFICE (# 50 DMS) | 40 | 2024-04-01 | PARTS
JX-0751-DM | LUMINOUS ORIFICE (# 51 DMS) | 40 | 2024-04-01 | PARTS
JX-0752-DM | LUMINOUS ORIFICE (#52 DMS) | 40 | 2024-04-01 | PARTS
JX-0753-DM | LUMINOUS ORIFICE (#53 DMS) | 40 | 2024-04-01 | PARTS
JX-0754-DM | LUMINOUS ORIFICE (#54 DMS) | 40 | 2024-04-01 | PARTS
JX-0755-DM | LUMINOUS ORIFICE - (# 55 dms) | 40 | 2024-04-01 | PARTS
JX-0756-DM | LUMINOUS ORIFICE (#56 DMS) | 40 | 2024-04-01 | PARTS
JX-0760-DM | LUMINOUS ORIFICE (#60 DMS) | 40 | 2024-04-01 | PARTS
JX-0766-DM | LUMINOUS ORIFICE (# 66 DMS) | 40 | 2024-04-01 | PARTS
JX-X025-BO | BURNER ONLY - ECO 06-X | 781 | 2024-04-01 | PARTS
JX-X037-BO | BURNER ONLY -ECO 10-X | 850 | 2024-04-01 | PARTS
JX-X050-BO | BURNER ONLY - ECO 13-X | 964 | 2024-04-01 | PARTS
JX-X075-BO | BURNER ONLY --ECO 18-X | 1088 | 2024-04-01 | PARTS
JX-X100-BO | BURNER ONLY -ECO 26-X | 1528 | 2024-04-01 | PARTS
MF-GD08-XX | MonsterFans GD Series 8 FT, Geared Motor, 230/460V | 8941 | 2024-04-01 | EQUIPMENT
MF-GD08-YY | MonsterFans GD Series 8 FT, Geared Motor, 575V | 9980 | 2024-04-01 | EQUIPMENT
MF-GD12-XX | MonsterFans GD Series 12 FT, Geared Motor, 230/460V | 8941 | 2024-04-01 | EQUIPMENT
MF-GD12-YY | MonsterFans GD Series 12 FT, Geared Motor, 575V | 9980 | 2024-04-01 | EQUIPMENT
MF-GD16-XX | MonsterFans GD Series 16 FT, Geared Motor, 230/460V | 9555 | 2024-04-01 | EQUIPMENT
MF-GD16-YY | MonsterFans GD Series 16 FT, Geared Motor, 575V | 10603 | 2024-04-01 | EQUIPMENT
MF-GD20-XX | MonsterFans GD Series 20 FT, Geared Motor, 230/460V | 10187 | 2024-04-01 | EQUIPMENT
MF-GD20-YY | MonsterFans GD Series 20 FT, Geared Motor, 575V | 11226 | 2024-04-01 | EQUIPMENT
MF-GD24-XX | MonsterFans GD Series 24 FT, Geared Motor, 230/460V | 11226 | 2024-04-01 | EQUIPMENT
MF-GD24-YY | MonsterFans GD Series 24 FT, Geared Motor, 575V | 12267 | 2024-04-01 | EQUIPMENT
MF-ST07-BK | MonsterFans Style Series 7 FT with Controls, Black Color | 8591 | 2024-04-01 | EQUIPMENT
MF-ST07-BU | MonsterFans Style Series 7 FT with Controls, Blue Color | 8591 | 2024-04-01 | EQUIPMENT
MF-ST07-GY | MonsterFans Style Series 7 FT with Controls, Grey Color | 8591 | 2024-04-01 | EQUIPMENT
MF-ST07-RD | MonsterFans Style Series 7 FT with Controls, Red Color | 8591 | 2024-04-01 | EQUIPMENT
MF-ST07-SL | MonsterFans Style Series 7 FT with Controls, Silver Color | 8591 | 2024-04-01 | EQUIPMENT
MF-ST07-WH | MonsterFans Style Series 7 FT with Controls, White Color | 8591 | 2024-04-01 | EQUIPMENT
MF-ST08-BK | MonsterFans Style Series 8 FT with Controls, Black Color | 8591 | 2024-04-01 | EQUIPMENT
MF-ST08-BU | MonsterFans Style Series 8 FT with Controls, Blue Color | 8591 | 2024-04-01 | EQUIPMENT
MF-ST08-GY | MonsterFans Style Series 8 FT with Controls, Grey Color | 8591 | 2024-04-01 | EQUIPMENT
MF-ST08-RD | MonsterFans Style Series 8 FT with Controls, Red Color | 8591 | 2024-04-01 | EQUIPMENT
MF-ST08-SL | MonsterFans Style Series 8 FT with Controls, Silver Color | 8591 | 2024-04-01 | EQUIPMENT
MF-ST08-WH | MonsterFans Style Series 8 FT with Controls, White Color | 8591 | 2024-04-01 | EQUIPMENT
MF-ST09-BK | MonsterFans Style Series 9 FT with Controls, Black Color | 8591 | 2024-04-01 | EQUIPMENT
MF-ST09-BU | MonsterFans Style Series 9 FT with Controls, Blue Color | 8591 | 2024-04-01 | EQUIPMENT
MF-ST09-GY | MonsterFans Style Series 9 FT with Controls, Grey Color | 8591 | 2024-04-01 | EQUIPMENT
MF-ST09-RD | MonsterFans Style Series 9 FT with Controls, Red Color | 8591 | 2024-04-01 | EQUIPMENT
MF-ST09-SL | MonsterFans Style Series 9 FT with Controls, Silver Color | 8591 | 2024-04-01 | EQUIPMENT
MF-ST09-WH | MonsterFans Style Series 9 FT with Controls, White Color | 8591 | 2024-04-01 | EQUIPMENT
MF-ST10-BK | MonsterFans Style Series 10 FT with Controls, Black Color | 8591 | 2024-04-01 | EQUIPMENT
MF-ST10-BU | MonsterFans Style Series 10 FT with Controls, Blue Color | 8591 | 2024-04-01 | EQUIPMENT
MF-ST10-GY | MonsterFans Style Series 10 FT with Controls, Grey Color | 8591 | 2024-04-01 | EQUIPMENT
MF-ST10-RD | MonsterFans Style Series 10 FT with Controls, Red Color | 8591 | 2024-04-01 | EQUIPMENT
MF-ST10-SL | MonsterFans Style Series 10 FT with Controls, Silver Color | 8591 | 2024-04-01 | EQUIPMENT
MF-ST10-WH | MonsterFans Style Series 10 FT with Controls, White Color | 8591 | 2024-04-01 | EQUIPMENT
PS-4005-CB | patioSchwank STAINLESS 4005 LP | 1229 | 2024-04-01 | EQUIPMENT
PS-4SN5-CB | FIXED MOUNT S/S PATIO HEATER | 2050 | 2024-04-01 | EQUIPMENT
PU-0J40-CN | INFRASAVE PACKAGED "U" TUBE HEATER 40 NG (CAN) | 2702 | 2024-04-01 | EQUIPMENT
PU-PJ40-CN | PATIO POWDER COATED BURNER HOUSING; PACKAGED "U" TUBE HEATER 40 NG (CDN) | 3404 | 2024-04-01 | EQUIPMENT
PU-R040-BN | RESIDENTIAL PACKAGED "U" TUBE HEATER 40 NG | 2612 | 2024-04-01 | EQUIPMENT
PU-WJ40-CN | PATIO STAINLESS STEEL BURNER HOUSING; PACKAGED "U" TUBE HEATER 40 NG (CDN) | 3817 | 2024-04-01 | EQUIPMENT
STP-TA05-10-BN | phantomSchwank Two Stage Tube Heater: Black Aluminum, 50/35 MBH NG; 10 ft; 120 Volt | 4699 | 2024-04-01 | EQUIPMENT
STP-TA08-10-BN | phantomSchwank Two Stage Tube Heater: Black Aluminum, 80/60 MBH NG; 10 ft; 120 Volt | 5349 | 2024-04-01 | EQUIPMENT
STP-TA11-15-BN | phantomSchwank Two Stage Tube Heater: Black Aluminum, 115/80 MBH NG; 10 ft; 120 Volt | 5799 | 2024-04-01 | EQUIPMENT
TG-0010-KT | DECORATIVE GRILLE KIT - BLACK - 10' | 733 | 2024-04-01 | ACCESSORIES
TM-0010-SU | BUILDER MODEL 'U'-TUBE KIT 10' SECONDARY | 729 | 2024-04-01 | EQUIPMENT
TM-0020-SU | BUILDER MODEL 'U'-TUBE KIT 20'U PRIMARY 155 | 1670 | 2024-04-01 | EQUIPMENT
TM-0020-SX | BUILDER MODEL TUBE KIT 20' SECONDARY | 729 | 2024-04-01 | EQUIPMENT
TM-0030-SX | BUILDER MODEL TUBE KIT 30' SECONDARY | 1001 | 2024-04-01 | EQUIPMENT
TM-0040-SX | BUILDER MODEL TUBE KIT 40' SECONDARY | 1274 | 2024-04-01 | EQUIPMENT
TM-1010-SX | BUILDER MODEL TUBE KIT 10' SECONDARY | 497 | 2024-04-01 | EQUIPMENT
TM-1020-SU | BUILDER MODEL 'U'-TUBE KIT 20'U STAND ALONE | 1708 | 2024-04-01 | EQUIPMENT
TM-1020-SX | BUILDER MODEL TUBE KIT 100 MBH x 20' STAND ALONE | 1163 | 2024-04-01 | EQUIPMENT
TM-1030-SX | BUILDER MODEL TUBE KIT 30' PRIMARY 175/200 | 1358 | 2024-04-01 | EQUIPMENT
TM-1040-SX | BUILDER MODEL TUBE KIT 40' STAND ALONE | 1416 | 2024-04-01 | EQUIPMENT
TM-1410-SU | BUILDER MODEL 'U'-TUBE KIT 10'U STAND ALONE | 1178 | 2024-04-01 | EQUIPMENT
TM-1415-SU | BUILDER MODEL 'U'-TUBE KIT 15'U STAND ALONE | 1610 | 2024-04-01 | EQUIPMENT
TM-1420-SX | BUILDER MODEL TUBE KIT 20' STAND ALONE | 910 | 2024-04-01 | EQUIPMENT
TM-1430-SX | BUILDER MODEL TUBE KIT 30' STAND ALONE | 1163 | 2024-04-01 | EQUIPMENT
TM-A120-SU | BUILDER MODEL 'U'-TUBE KIT 20'U PRIMARY 175-200 | 1906 | 2024-04-01 | EQUIPMENT
TM-F030-SX | BUILDER MODEL TUBE KIT 30' PRIMARY 80->155 | 1139 | 2024-04-01 | EQUIPMENT
TS-0020-JZ | PREMIER IQ TUBE KIT SECONDARY 20' | 883 | 2024-04-01 | EQUIPMENT
TS-0030-JZ | PREMIER IQ TUBE KIT SECONDARY 30' | 1241 | 2024-04-01 | EQUIPMENT
TS-0040-JZ | PREMIER IQ TUBE KIT SECONDARY 40' | 1596 | 2024-04-01 | EQUIPMENT
TS-1010-JZ | PREMIER IQ TUBE KIT SECONDARY 10' | 586 | 2024-04-01 | EQUIPMENT
TS-1020-JZ | PREMIER IQ 100MBH x 20' TUBE KIT STAND ALONE | 1205 | 2024-04-01 | EQUIPMENT
TS-1030-JZ | PREMIER IQ TUBE KIT 30' PRIMARY 175/200 | 1533 | 2024-04-01 | EQUIPMENT
TS-1040-JZ | PREMIER IQ 40' TUBE KIT STAND ALONE | 1746 | 2024-04-01 | EQUIPMENT
TS-1420-JZ | PREMIER IQ 20' TUBE KIT STAND ALONE | 1035 | 2024-04-01 | EQUIPMENT
TS-1430-JZ | PREMIER IQ 30' TUBE KIT STAND ALONE | 1392 | 2024-04-01 | EQUIPMENT
TS-F030-JZ | PREMIER IQ TUBE KIT 30' PRIMARY 110-155 | 1372 | 2024-04-01 | EQUIPMENT
TW-0020-JZ | CAR WASH & OUTDOOR TUBE KIT SECONDARY 20' | 997 | 2024-04-01 | EQUIPMENT
TW-0020-JZ-2 | STAINLESS STEEL TUBE KIT SECONDARY 20' | 2271 | 2024-04-01 | EQUIPMENT
TW-0030-JZ | CAR WASH & OUTDOOR TUBE KIT SECONDARY 30' | 1369 | 2024-04-01 | EQUIPMENT
TW-0030-JZ-2 | STAINLESS STEEL TUBE KIT SECONDARY 30' | 3249 | 2024-04-01 | EQUIPMENT
TW-0040-JZ | CAR WASH & OUTDOOR TUBE KIT SECONDARY 40' | 1765 | 2024-04-01 | EQUIPMENT
TW-0040-JZ-2 | STAINLESS STEEL TUBE KIT SECONDARY 40' | 4229 | 2024-04-01 | EQUIPMENT
TW-1010-JZ | CAR WASH & OUTDOOR TUBE KIT SECONDARY 10' | 618 | 2024-04-01 | EQUIPMENT
TW-1010-JZ-2 | STAINLESS STEEL TUBE KIT SECONDARY 10' | 1291 | 2024-04-01 | EQUIPMENT
TW-1030-JZ | CAR WASH & OUTDOOR TUBE KIT 30 PRIMARY 175-200 | 1700 | 2024-04-01 | EQUIPMENT
TW-1030-JZ-2 | STAINLESS STEEL TUBE KIT 30' PRIMARY 175-200 | 3579 | 2024-04-01 | EQUIPMENT
TW-1040-JZ | CAR WASH & OUTDOOR 40' TUBE KIT STAND ALONE | 1901 | 2024-04-01 | EQUIPMENT
TW-1040-JZ-2 | STAINLESS STEEL 40' TUBE KIT STAND ALONE | 4557 | 2024-04-01 | EQUIPMENT
TW-1420-JZ | CAR WASH & OUTDOOR 20' TUBE KIT STAND ALONE | 1132 | 2024-04-01 | EQUIPMENT
TW-1420-JZ-2 | STAINLESS STEEL 20' TUBE KIT STAND ALONE | 2598 | 2024-04-01 | EQUIPMENT
TW-1430-JZ | CAR WASH & OUTDOOR 30' TUBE KIT STAND ALONE | 1488 | 2024-04-01 | EQUIPMENT
TW-1430-JZ-2 | STAINLESS STEEL 30' TUBE KIT STAND ALONE | 3579 | 2024-04-01 | EQUIPMENT
TW-F030-JZ | CAR WASH & OUTDOOR TUBE KIT 30 PRIMARY 110-155 | 1450 | 2024-04-01 | EQUIPMENT
TW-F030-JZ-2 | STAINLESS STEEL TUBE KIT 30' PRIMARY 110-155 | 3579 | 2024-04-01 | EQUIPMENT
ESM-4043-24 | eSchwank Ghost Series Electric Infrared Heater: Black Aluminum, 4000W; 208V/240V~1P; 43.25" Length | 1175 | 2024-11-01 | EQUIPMENT
ESM-6043-24 | eSchwank Ghost Series Electric Infrared Heater: Black Aluminum, 6000W; 208V/240V~1P; 43.25" Length | 1275 | 2024-11-01 | EQUIPMENT