## READ ME FIRST
NOTES ON THE 2020 PRICE LIST RELEASE ¦INFRASAVE
This Price List represents a nominal product price increase of 2.5% over 2019 pricing.
Note that for some items a variance from the nominal 2.5% increase occurs due to:
All items $100.00 and less are rounded to $0.10
All items greater than $100.00 are rounded to $1.00
OBSOLETE ITEMS:
Some items have been removed from the price list because they are obsolete, discontinued, and are no longer available.
| ITEM NO | DESCRIPTION
| AB-1006-12-01 | SchwankAir curtain 1006
UPDATED ITEMS (Electric Heaters):
Item numbers of Infrasave electric heaters have been updated to the equivalent electricSchwank item numbers.
There is no change in the unit specifications. Please refer to the "electricSchwnak" sheet to find the updated item numbers.
NEW ITEMS:
Infrasave has released three new products for 2020:
1- Infrasave superTube Heaters: Next generation of tube heaters with ECM blower and optimized reflector available in 1-stage, 2-stage and modulating operating modes.
2- SchwankAir 1200 Series Air Curtain with 9 feet mounting height and 120V plug-in supply voltage available in 36", 48" and 60" models.
3- Patio Heaters Faceplate: The all-new IO-100 Faceplate offers a quick solution to a streamlined heater style that blends in with any outdoor patio.
Here is the list of new item numbers added to the price list:
| AC-1036-12-BK | SchwankAir 1036 Surface Mount; Ambient AirCurtain 120v, Black, 1177 / 942 CFM
| AC-1048-12-BK | SchwankAir 1048 Surface Mount; Ambient AirCurtain 120v, Black, 1648 / 1295 CFM
| AC-1060-12-BK | SchwankAir 1060 Surface Mount; Ambient AirCurtain 120v, Black, 2119 / 1648 CFM
| JP-2100-FP-S | IO-100 Faceplate Assembly Kit (316 S/S)
| JP-2100-FP-SP | IO-100 Faceplate Assembly Kit (316 S/S) - Painted Black
| IST-MB08-20-AN | Infrasave superTube Modulating: 80/60,000 Btuh NG; 20 Ft, 120 Volt; USA
| IST-MB08-30-AN | Infrasave superTube Modulating: 80/60,000 Btuh NG; 30 Ft, 120 Volt; USA
| IST-MB11-30-AN | Infrasave superTube Modulating: 115/72,000 Btuh NG; 30 Ft, 120 Volt; USA
| IST-MB11-40-AN | Infrasave superTube Modulating: 115/72,000 Btuh NG; 40 Ft, 120 Volt; USA
| IST-MB15-40-AN | Infrasave superTube Modulating: 155/100,000 Btuh NG; 40 Ft, 120 Volt; USA
| IST-MB15-50-AN | Infrasave superTube Modulating: 155/100,000 Btuh NG; 50 Ft, 120 Volt; USA
| IST-MB20-50-AN | Infrasave superTube Modulating: 205/125,000 Btuh NG; 50 Ft, 120 Volt; USA
| IST-MB20-60-AN | Infrasave superTube Modulating: 205/125,000 Btuh NG; 60 Ft, 120 Volt; USA
| IST-MB25-60-AN | Infrasave superTube Modulating: 250/160,000 Btuh NG; 60 Ft, 120 Volt; USA
| IST-MB25-70-AN | Infrasave superTube Modulating: 250/160,000 Btuh NG; 70 Ft, 120 Volt; USA
| IST-SB05-20-AN | Infrasave superTube 1-Stage: 50,000 Btuh NG; 20 Ft, 120 Volt; USA
| IST-SB05-30-AN | Infrasave superTube 1-Stage: 50,000 Btuh NG; 30 Ft, 120 Volt; USA
| IST-SB05-40-AN | Infrasave superTube 1-Stage: 50,000 Btuh NG; 40 Ft, 120 Volt; USA
| IST-SB06-20-AN | Infrasave superTube 1-Stage: 65,000 Btuh NG; 20 Ft, 120 Volt; USA
| IST-SB06-30-AN | Infrasave superTube 1-Stage: 65,000 Btuh NG; 30 Ft, 120 Volt; USA
| IST-SB06-40-AN | Infrasave superTube 1-Stage: 65,000 Btuh NG; 40 Ft, 120 Volt; USA
| IST-SB08-20-AN | Infrasave superTube 1-Stage: 80,000 Btuh NG; 20 Ft, 120 Volt; USA
| IST-SB08-30-AN | Infrasave superTube 1-Stage: 80,000 Btuh NG; 30 Ft, 120 Volt; USA
| IST-SB08-40-AN | Infrasave superTube 1-Stage: 80,000 Btuh NG; 40 Ft, 120 Volt; USA
| IST-SB11-30-AN | Infrasave superTube 1-Stage: 115,000 Btuh NG; 30 Ft, 120 Volt; USA
| IST-SB11-40-AN | Infrasave superTube 1-Stage: 115,000 Btuh NG; 40 Ft, 120 Volt; USA
| IST-SB11-50-AN | Infrasave superTube 1-Stage: 115,000 Btuh NG; 50 Ft, 120 Volt; USA
| IST-SB13-30-AN | Infrasave superTube 1-Stage: 130,000 Btuh NG; 30 Ft, 120 Volt; USA
| IST-SB13-40-AN | Infrasave superTube 1-Stage: 130,000 Btuh NG; 40 Ft, 120 Volt; USA
| IST-SB13-50-AN | Infrasave superTube 1-Stage: 130,000 Btuh NG; 50 Ft, 120 Volt; USA
| IST-SB15-40-AN | Infrasave superTube 1-Stage: 155,000 Btuh NG; 40 Ft, 120 Volt; USA
| IST-SB15-50-AN | Infrasave superTube 1-Stage: 155,000 Btuh NG; 50 Ft, 120 Volt; USA
| IST-SB15-60-AN | Infrasave superTube 1-Stage: 155,000 Btuh NG; 60 Ft, 120 Volt; USA
| IST-SB18-50-AN | Infrasave superTube 1-Stage: 180,000 Btuh NG; 50 Ft, 120 Volt; USA
| IST-SB18-60-AN | Infrasave superTube 1-Stage: 180,000 Btuh NG; 60 Ft, 120 Volt; USA
| IST-SB18-70-AN | Infrasave superTube 1-Stage: 180,000 Btuh NG; 70 Ft, 120 Volt; USA
| IST-SB20-50-AN | Infrasave superTube 1-Stage: 205,000 Btuh NG; 50 Ft, 120 Volt; USA
| IST-SB20-60-AN | Infrasave superTube 1-Stage: 205,000 Btuh NG; 60 Ft, 120 Volt; USA
| IST-SB20-70-AN | Infrasave superTube 1-Stage: 205,000 Btuh NG; 70 Ft, 120 Volt; USA
| IST-SB22-60-AN | Infrasave superTube 1-Stage: 225,000 Btuh NG; 60 Ft, 120 Volt; USA
| IST-SB22-70-AN | Infrasave superTube 1-Stage: 225,000 Btuh NG; 70 Ft, 120 Volt; USA
| IST-SB22-80-AN | Infrasave superTube 1-Stage: 225,000 Btuh NG; 80 Ft, 120 Volt; USA
| IST-SB25-60-AN | Infrasave superTube 1-Stage: 250,000 Btuh NG; 60 Ft, 120 Volt; USA
| IST-SB25-70-AN | Infrasave superTube 1-Stage: 250,000 Btuh NG; 70 Ft, 120 Volt; USA
| IST-SB25-80-AN | Infrasave superTube 1-Stage: 250,000 Btuh NG; 80 Ft, 120 Volt; USA
| IST-TB05-20-AN | Infrasave superTube 2-Stage: 50/35,000 Btuh NG; 20 Ft, 120 Volt; USA
| IST-TB05-30-AN | Infrasave superTube 2-Stage: 50/55,000 Btuh NG; 30 Ft, 120 Volt; USA
| IST-TB06-20-AN | Infrasave superTube 2-Stage: 65/45,000 Btuh NG; 20 Ft, 120 Volt; USA
| IST-TB06-30-AN | Infrasave superTube 2-Stage: 65/45,000 Btuh NG; 30 Ft, 120 Volt; USA
| IST-TB08-20-AN | Infrasave superTube 2-Stage: 80/55,000 Btuh NG; 20 Ft, 120 Volt; USA
| IST-TB08-30-AN | Infrasave superTube 2-Stage: 80/55,000 Btuh NG; 30 Ft, 120 Volt; USA
| IST-TB11-30-AN | Infrasave superTube 2-Stage: 115/75,000 Btuh NG; 30 Ft, 120 Volt; USA
| IST-TB11-40-AN | Infrasave superTube 2-Stage: 115/75,000 Btuh NG; 40 Ft, 120 Volt; USA
| IST-TB13-30-AN | Infrasave superTube 2-Stage: 130/80,000 Btuh NG; 30 Ft, 120 Volt; USA
| IST-TB13-40-AN | Infrasave superTube 2-Stage: 130/80,000 Btuh NG; 40 Ft, 120 Volt; USA
| IST-TB15-40-AN | Infrasave superTube 2-Stage: 155/90,000 Btuh NG; 40 Ft, 120 Volt; USA
| IST-TB15-50-AN | Infrasave superTube 2-Stage: 155/90,000 Btuh NG; 50 Ft, 120 Volt; USA
| IST-TB18-50-AN | Infrasave superTube 2-Stage: 180/100,000 Btuh NG; 50 Ft, 120 Volt; USA
| IST-TB18-60-AN | Infrasave superTube 2-Stage: 180/100,000 Btuh NG; 60 Ft, 120 Volt; USA
| IST-TB20-50-AN | Infrasave superTube 2-Stage: 205/120,000 Btuh NG; 50 Ft, 120 Volt; USA
| IST-TB20-60-AN | Infrasave superTube 2-Stage: 205/120,000 Btuh NG; 60 Ft, 120 Volt; USA
| IST-TB22-60-AN | Infrasave superTube 2-Stage: 225/135,000 Btuh NG; 60 Ft, 120 Volt; USA
| IST-TB22-70-AN | Infrasave superTube 2-Stage: 225/135,000 Btuh NG; 70 Ft, 120 Volt; USA
| IST-TB25-60-AN | Infrasave superTube 2-Stage: 250/150,000 Btuh NG; 60 Ft, 120 Volt; USA
| IST-TB25-70-AN | Infrasave superTube 2-Stage: 250/150,000 Btuh NG; 70 Ft, 120 Volt; USA

## Infrasave 2020 $USD
ITEM NO | DESC | 2020 $USD | Effective
AC-1036-12-BK | SchwankAir 1036 Surface Mount; Ambient AirCurtain 120v, Black, 1177 / 942 CFM | 1099 | 2020-04-01 | NEW PRODUCT!
AC-1048-12-BK | SchwankAir 1048 Surface Mount; Ambient AirCurtain 120v, Black, 1648 / 1295 CFM | 1399 | 2020-04-01 | NEW PRODUCT!
AC-1060-12-BK | SchwankAir 1060 Surface Mount; Ambient AirCurtain 120v, Black, 2119 / 1648 CFM | 1599 | 2020-04-01 | NEW PRODUCT!
AC-JE24-20 | SchwankAir 524EH Surface Mount; Electric Heated; 24'' Length; Elect: 208/3/60 | 925 | 2020-04-01
AC-JE32-20 | SchwankAir 532EH Surface Mount; Electric Heated; 32'' Length; Elect: 208/3/61 | 1305 | 2020-04-01
AC-CA45-23 | SchwankAir 2045 Surface Mount; Ambient Air; 45'' Length; Elect: 230/1/60 | 2905 | 2020-04-01
AC-CA47-23-R | SchwankAir 2047R Recessed Mount; Ambient Air; 47'' Length; Elect: 230/1/60 | 3291 | 2020-04-01
AC-CA63-23-R | SchwankAir 2063R Recessed Mount; Ambient Air; 63'' Length; Elect: 230/1/60 | 4081 | 2020-04-01
AC-CA66-23 | SchwankAir 2066 Surface Mount; Ambient Air; 66'' Length; Elect: 230/1/60 | 3325 | 2020-04-01
AC-CA83-23-R | SchwankAir 2083R Recessed Mount; Ambient Air; 83'' Length; Elect: 230/1/60 | 5088 | 2020-04-01
AC-CA87-23 | SchwankAir 2087 Surface Mount; Ambient Air; 87'' Length; Elect: 230/1/60 | 4226 | 2020-04-01
AC-CE45-20 | SchwankAir 2045EH Surface Mount; Electric Heat; 45'' Length; Elect: 208/3/60 | 3069 | 2020-04-01
AC-CE45-48 | SchwankAir 2045EH Surface Mount; Electric Heat; 45'' Length; Elect: 480/3/60 | 3069 | 2020-04-01
AC-CE45-60 | SchwankAir 2045EH Surface Mount; Electric Heat; 45'' Length; Elect: 600/3/60 | 3069 | 2020-04-01
AC-CE47-20-R | SchwankAir 2047EHR Recessed Mount; Electric Heat; 47'' Length; Elect: 208/3/60 | 4097 | 2020-04-01
AC-CE47-48-R | SchwankAir 2047EHR Recessed Mount; Electric Heat; 47'' Length; Elect: 480/3/60 | 4097 | 2020-04-01
AC-CE47-60-R | SchwankAir 2047EHR Recessed Mount; Electric Heat; 47'' Length; Elect: 600/3/60 | 4097 | 2020-04-01
AC-CE63-20-R | SchwankAir 2063EHR Recessed Mount; Electric Heat; 63'' Length; Elect: 208/3/60 | 4803 | 2020-04-01
AC-CE63-48-R | SchwankAir 2063EHR Recessed Mount; Electric Heat; 63'' Length; Elect: 480/3/60 | 4803 | 2020-04-01
AC-CE63-60-R | SchwankAir 2063EHR Recessed Mount; Electric Heat; 63'' Length; Elect: 600/3/60 | 4803 | 2020-04-01
AC-CE66-20 | SchwankAir 2066EH Surface Mount; Electric Heat; 66'' Length; Elect: 208/3/60 | 3409 | 2020-04-01
AC-CE66-48 | SchwankAir 2066EH Surface Mount; Electric Heat; 66'' Length; Elect: 480/3/60 | 3409 | 2020-04-01
AC-CE66-60 | SchwankAir 2066EH Surface Mount; Electric Heat; 66'' Length; Elect: 600/3/60 | 3409 | 2020-04-01
AC-CE83-20-R | SchwankAir 2083EHR Recessed Mount; Electric Heat; 83'' Length; Elect: 208/3/60 | 7120 | 2020-04-01
AC-CE83-48-R | SchwankAir 2083EHR Recessed Mount; Electric Heat; 83'' Length; Elect: 480/3/60 | 7120 | 2020-04-01
AC-CE83-60-R | SchwankAir 2083EHR Recessed Mount; Electric Heat; 83'' Length; Elect: 600/3/60 | 7120 | 2020-04-01
AC-CE87-20 | SchwankAir 2087EH Surface Mount; Electric Heat; 87'' Length; Elect: 208/3/60 | 5480 | 2020-04-01
AC-CE87-48 | SchwankAir 2087EH Surface Mount; Electric Heat; 87'' Length; Elect: 480/3/60 | 5480 | 2020-04-01
AC-CE87-60 | SchwankAir 2087EH Surface Mount; Electric Heat; 87'' Length; Elect: 600/3/60 | 5480 | 2020-04-01
AC-HA47-23-R | SchwankAir 2547R Recessed Mount; Ambient Air; 46.7'' Length; Elect: 230/1/60 | 4897 | 2020-04-01
AC-HA51-23 | SchwankAir 2551 Surface Mount; Ambient Air; 51.2'' Length; Elect: 230/1/60 | 4137 | 2020-04-01
AC-HA67-23-R | SchwankAir 2567R Recessed Mount; Ambient Air; 67.3'' Length; Elect: 230/1/60 | 6627 | 2020-04-01
AC-HA72-23 | SchwankAir 2572 Surface Mount; Ambient Air; 71.9'' Length; Elect: 230/1/60 | 5580 | 2020-04-01
AC-HA88-23-R | SchwankAir 2588R Recessed Mount; Ambient Air; 88'' Length; Elect: 230/1/60 | 8121 | 2020-04-01
AC-HA93-23 | SchwankAir 2593 Surface Mount; Ambient Air; 92.5'' Length; Elect: 230/1/60 | 6879 | 2020-04-01
AC-HE47-20-R | SchwankAir 2547EHR Recessed Mount; Electric Heat; 46.7'' Length; Elect: 208/3/60 | 6403 | 2020-04-01
AC-HE47-48-R | SchwankAir 2547EHR Recessed Mount; Electric Heat; 46.7'' Length; Elect: 480/3/60 | 6403 | 2020-04-01
AC-HE47-60-R | SchwankAir 2547EHR Recessed Mount; Electric Heat; 46.7'' Length; Elect: 600/3/60 | 6403 | 2020-04-01
AC-HE51-20 | SchwankAir 2551EH Surface Mount; Electric Heat; 51.2'' Length; Elect: 208/3/60 | 5396 | 2020-04-01
AC-HE51-48 | SchwankAir 2551EH Surface Mount; Electric Heat; 51.2'' Length; Elect: 480/3/60 | 5396 | 2020-04-01
AC-HE51-60 | SchwankAir 2551EH Surface Mount; Electric Heat; 51.2'' Length; Elect: 600/3/60 | 5396 | 2020-04-01
AC-HE67-20-R | SchwankAir 2567EHR Recessed Mount; Electric Heat; 67.3'' Length; Elect: 208/3/60 | 8647 | 2020-04-01
AC-HE67-48-R | SchwankAir 2567EHR Recessed Mount; Electric Heat; 67.3'' Length; Elect: 480/3/60 | 8647 | 2020-04-01
AC-HE67-60-R | SchwankAir 2567EHR Recessed Mount; Electric Heat; 67.3'' Length; Elect: 600/3/60 | 8647 | 2020-04-01
AC-HE72-20 | SchwankAir 2572EH Surface Mount; Electric Heat; 71.9'' Length; Elect: 208/3/60 | 7304 | 2020-04-01
AC-HE72-48 | SchwankAir 2572EH Surface Mount; Electric Heat; 71.9'' Length; Elect: 480/3/60 | 7304 | 2020-04-01
AC-HE72-60 | SchwankAir 2572EH Surface Mount; Electric Heat; 71.9'' Length; Elect: 600/3/60 | 7304 | 2020-04-01
AC-HE88-20-R | SchwankAir 2588EHR Recessed Mount; Electric Heat; 88'' Length; Elect: 208/3/60 | 10601 | 2020-04-01
AC-HE88-48-R | SchwankAir 2588EHR Recessed Mount; Electric Heat; 88'' Length; Elect: 480/3/60 | 10601 | 2020-04-01
AC-HE88-60-R | SchwankAir 2588EHR Recessed Mount; Electric Heat; 88'' Length; Elect: 600/3/60 | 10601 | 2020-04-01
AC-HE93-20 | SchwankAir 2593EH Surface Mount; Electric Heat; 92.5'' Length; Elect: 208/3/60 | 8939 | 2020-04-01
AC-HE93-48 | SchwankAir 2593EH Surface Mount; Electric Heat; 92.5'' Length; Elect: 480/3/60 | 8939 | 2020-04-01
AC-HE93-60 | SchwankAir 2593EH Surface Mount; Electric Heat; 92.5'' Length; Elect: 600/3/60 | 8939 | 2020-04-01
ES-0519-12 | ES-0519 Electric IR Indoor/Outdoor; Single Bulb; 19'' Long; 500 W; 120/1 | 549 | 2020-04-01
ES-0719-12 | ES-0719 Electric IR Indoor/Outdoor; Single Bulb; 19'' Long; 750 W; 120/1 | 549 | 2020-04-01
ES-1033-12 | ES-1033 Electric IR Indoor/Outdoor; Single Bulb; 33'' Long; 1000 W; 120/1 | 561 | 2020-04-01
ES-1533-12 | ES-1533 Electric IR Indoor/Outdoor; Single Bulb; 33'' Long; 1500 W: 120/1 | 584 | 2020-04-01
ES-1533-20 | ES-1533 Electric IR Indoor/Outdoor; Single Bulb; 33'' Long; 1500 W: 208/3 | 584 | 2020-04-01
ES-1533-20 | ES-1533 Electric IR Indoor/Outdoor; Single Bulb; 33'' Long; 1500 W; 208/3 | 584 | 2020-04-01
ES-1533-24 | ES-1533 Electric IR Indoor/Outdoor; Single Bulb; 33'' Long; 1500 W: 240/1 | 584 | 2020-04-01
ES-2039-20 | ES-2039 Electric IR Indoor/Outdoor; Single Bulb; 39'' Long; 2000 W: 208/3 | 606 | 2020-04-01
ES-2039-24 | ES-2039 Electric IR Indoor/Outdoor; Single Bulb; 39'' Long; 2000 W: 240/1 | 606 | 2020-04-01
ES-2039-27 | ES-2039 Electric IR Indoor/Outdoor; Single Bulb; 39'' Long; 2000 W: 277/1 | 606 | 2020-04-01
ES-2039-48 | ES-2039 Electric IR Indoor/Outdoor; Single Bulb; 39'' Long; 2000 W: 480/3 | 606 | 2020-04-01
ES-2539-20 | ES-2539 Electric IR Indoor/Outdoor; Single Bulb; 39'' Long; 2500 W: 208/3 | 623 | 2020-04-01
ES-2539-24 | ES-2539 Electric IR Indoor/Outdoor; Single Bulb; 39'' Long; 2500 W: 240/1 | 623 | 2020-04-01
ES-2539-27 | ES-2539 Electric IR Indoor/Outdoor; Single Bulb; 39'' Long; 2500 W: 277/1 | 623 | 2020-04-01
ES-2539-48 | ES-2539 Electric IR Indoor/Outdoor; Single Bulb; 39'' Long; 2500 W: 480/3 | 623 | 2020-04-01
ES-2539-48 | ES-2539 Electric IR Indoor/Outdoor; Single Bulb; 39'' Long; 2500 W; 480/3 | 623 | 2020-04-01
ES-3033-20 | ESD-3033 Electric IR Indoor/Outdoor; Dual Bulb; 33'' Long; 3000 W: 208/3 | 742 | 2020-04-01
ES-3033-24 | ESD-3033 Electric IR Indoor/Outdoor; Dual Bulb; 33'' Long; 3000 W: 240/1 | 742 | 2020-04-01
ES-3033-27 | ESD-3033 Electric IR Indoor/Outdoor; Dual Bulb; 33'' Long; 3000 W: 277/1 | 742 | 2020-04-01
ES-3033-48 | ESD-3033 Electric IR Indoor/Outdoor; Dual Bulb; 33'' Long; 3000 W: 480/3 | 742 | 2020-04-01
ES-3061-20 | ES-3061 Electric IR Indoor/Outdoor; Single Bulb; 61'' Long; 3000 W: 208/3 | 812 | 2020-04-01
ES-3061-24 | ES-3061 Electric IR Indoor/Outdoor; Single Bulb; 61'' Long; 3000 W: 240/1 | 812 | 2020-04-01
ES-3061-27 | ES-3061 Electric IR Indoor/Outdoor; Single Bulb; 61'' Long; 3000 W: 277/1 | 812 | 2020-04-01
ES-3061-48 | ES-3061 Electric IR Indoor/Outdoor; Single Bulb; 61'' Long; 3000 W; 480/3 | 812 | 2020-04-01
ES-4039-20 | ESD-4039 Electric IR Indoor/Outdoor; Dual Bulb; 39'' Long; 4000 W: 208/3 | 742 | 2020-04-01
ES-4039-24 | ESD-4039 Electric IR Indoor/Outdoor; Dual Bulb; 39'' Long; 4000 W: 240/1 | 742 | 2020-04-01
ES-4039-27 | ESD-4039 Electric IR Indoor/Outdoor; Dual Bulb; 39'' Long; 4000 W: 277/1 | 742 | 2020-04-01
ES-4039-48 | ESD-4039 Electric IR Indoor/Outdoor; Dual Bulb; 39'' Long; 4000 W: 480/3 | 742 | 2020-04-01
ES-4061-20 | ES-4061 Electric IR Indoor/Outdoor; Single Bulb; 61'' Long; 4000 W: 208/3 | 812 | 2020-04-01
ES-4061-24 | ES-4061 Electric IR Indoor/Outdoor; Single Bulb; 61'' Long; 4000 W: 240/1 | 812 | 2020-04-01
ES-4061-27 | ES-4061 Electric IR Indoor/Outdoor; Single Bulb; 61'' Long; 4000 W: 277/1 | 812 | 2020-04-01
ES-4061-48 | ES-4061 Electric IR Indoor/Outdoor; Single Bulb; 61'' Long; 4000 W; 480/3 | 812 | 2020-04-01
ES-5039-20 | ESD-5039 Electric IR Indoor/Outdoor; Dual Bulb; 39'' Long; 5000 W: 208/3 | 846 | 2020-04-01
ES-5039-24 | ESD-5039 Electric IR Indoor/Outdoor; Dual Bulb; 39'' Long; 5000 W: 240/1 | 846 | 2020-04-01
ES-5039-27 | ESD-5039 Electric IR Indoor/Outdoor; Dual Bulb; 39'' Long; 5000 W: 277/1 | 846 | 2020-04-01
ES-5039-48 | ESD-5039 Electric IR Indoor/Outdoor; Dual Bulb; 39'' Long; 5000 W: 480/3 | 846 | 2020-04-01
ES-6061-20 | ESD-6061 Electric IR Indoor/Outdoor; Dual Bulb; 61'' Long; 6000 W: 208/3 | 972 | 2020-04-01
ES-6061-24 | ESD-6061 Electric IR Indoor/Outdoor; Dual Bulb; 61'' Long; 6000 W: 240/1 | 972 | 2020-04-01
ES-6061-27 | ESD-6061 Electric IR Indoor/Outdoor; Dual Bulb; 61'' Long; 6000 W: 277/1 | 972 | 2020-04-01
ES-6061-48 | ESD-6061 Electric IR Indoor/Outdoor; Dual Bulb; 61'' Long; 6000 W; 480/3 | 972 | 2020-04-01
IL-0025-LP | INFRASAVE 25 HI INTENSITY HEATER LP | 654 | 2020-04-01
IL-0025-NG | INFRASAVE 25 HI INTENSITY HEATER NG | 654 | 2020-04-01
IL-0037-LP | INFRASAVE 37 HI INTENSITY HEATER LP | 682 | 2020-04-01
IL-0037-NG | INFRASAVE 37 HI INTENSITY HEATER NG | 682 | 2020-04-01
IL-0050-LP | INFRASAVE 50 HI INTENSITY HEATER LP | 814 | 2020-04-01
IL-0050-NG | INFRASAVE 50 HI INTENSITY HEATER NG | 814 | 2020-04-01
IL-0075-LP | INFRASAVE 75 HI INTENSITY HEATER LP | 952 | 2020-04-01
IL-0075-NG | INFRASAVE 75 HI INTENSITY HEATER NG | 952 | 2020-04-01
IL-0100-LP | INFRASAVE 100 HI INTENSITY HEATER LP | 1024 | 2020-04-01
IL-0100-NG | INFRASAVE 100 HI INTENSITY HEATER NG | 1024 | 2020-04-01
IL-0150-LP | INFRASAVE 150 HI INTENSITY HEATER NG | 1761 | 2020-04-01
IL-0150-NG | INFRASAVE 150 HI INTENSITY HEATER NG | 1761 | 2020-04-01
IL-0200-LP | INFRASAVE 200 HI INTENSITY HEATER LP | 1931 | 2020-04-01
IL-0200-NG | INFRASAVE 200 HI INTENSITY HEATER NG | 1931 | 2020-04-01
IO-0135-LP | OUTDOOR MODEL IO-135 Marine Grade S/S with Black Finish - 35,000 Btuh LP | 2239 | 2020-04-01
IO-0135-NG | OUTDOOR MODEL IO-135 Marine Grade S/S with Black Finish - 35,000 Btuh NG | 2239 | 2020-04-01
IO-0135-SL | OUTDOOR MODEL IO-135 Marine Grade S/S - 35,000 Btuh LP | 2239 | 2020-04-01
IO-0135-SN | OUTDOOR MODEL IO-135 Marine Grade S/S - 35,000 Btuh NG | 2239 | 2020-04-01
IO-0150-LP | OUTDOOR MODEL IO-150 Marine Grade S/S with Black Finish - 50,000 Btuh LP | 2422 | 2020-04-01
IO-0150-NG | OUTDOOR MODEL IO-150 Marine Grade S/S with Black Finish - 50,000 Btuh NG | 2422 | 2020-04-01
IO-0150-SL | OUTDOOR MODEL IO-150 Marine Grade S/S - 50,000 Btuh LP | 2422 | 2020-04-01
IO-0150-SN | OUTDOOR MODEL IO-150 Marine Grade S/S - 50,000 Btuh NG | 2422 | 2020-04-01
IO-0152-NG | OUTDOOR MODEL IO-152 Two Stage Marine Grade S/S with Black Finish - 50/36.5 MBH NG Only | 2664 | 2020-04-01
IO-0152-SN | OUTDOOR MODEL IO-152 Two Stage Marine Grade S/S - 50/36.5 MBH NG Only | 2664 | 2020-04-01
IO-0212-LP | OUTDOOR MODEL IO-212 Marine Grade S/S with Black Finish - 25,000 Btuh LP | 2478 | 2020-04-01
IO-0212-NG | OUTDOOR MODEL IO-212 Marine Grade S/S with Black Finish - 25,000 Btuh NG | 2478 | 2020-04-01
IO-0213-LP | OUTDOOR MODEL IO-213 Marine Grade S/S with Black Finish - 35,000 Btuh LP | 2891 | 2020-04-01
IO-0213-NG | OUTDOOR MODEL IO-213 Marine Grade S/S with Black Finish - 35,000 Btuh NG | 2891 | 2020-04-01
IO-0252-NG | OUTDOOR MODEL IO-252 Marine Grade S/S with Black Finish - 50/35,000 Btuh NG | 2917 | 2020-04-01
IQ-100-20-AN | Premier IQ Model Tube Heater: 100,000 Btuh NG; 20 FT; USA | 2084 | 2020-04-01
IQ-110-30-AL | Premier IQ Model Tube Heater: 110,000 Btuh LP; 30 FT; USA | 2224 | 2020-04-01
IQ-110-30-AN | Premier IQ Model Tube Heater: 110,000 Btuh NG; 30 FT; USA | 2224 | 2020-04-01
IQ-110-40-AL | Premier IQ Model Tube Heater: 110,000 Btuh LP; 40 FT; USA | 2493 | 2020-04-01
IQ-110-40-AN | Premier IQ Model Tube Heater: 110,000 Btuh NG; 40 FT; USA | 2493 | 2020-04-01
IQ-110-50-AL | Premier IQ Model Tube Heater: 110,000 Btuh LP; 50 FT; USA | 2877 | 2020-04-01
IQ-110-50-AN | Premier IQ Model Tube Heater: 110,000 Btuh NG; 50 FT; USA | 2877 | 2020-04-01
IQ-130-30-AN | Premier IQ Model Tube Heater: 130,000 Btuh NG; 30 FT; USA | 2224 | 2020-04-01
IQ-130-40-AN | Premier IQ Model Tube Heater: 130,000 Btuh NG; 40 FT; USA | 2493 | 2020-04-01
IQ-130-50-AN | Premier IQ Model Tube Heater: 130,000 Btuh NG; 50 FT; USA | 2877 | 2020-04-01
IQ-155-40-AN | Premier IQ Model Tube Heater: 155,000 Btuh NG; 40 FT; USA | 2582 | 2020-04-01
IQ-155-50-AN | Premier IQ Model Tube Heater: 155,000 Btuh NG; 50 FT; USA | 2967 | 2020-04-01
IQ-155-60-AN | Premier IQ Model Tube Heater: 155,000 Btuh NG; 60 FT; USA | 3235 | 2020-04-01
IQ-175-50-AL | Premier IQ Model Tube Heater: 175,000 Btuh LP; 50 FT; USA | 3125 | 2020-04-01
IQ-175-50-AN | Premier IQ Model Tube Heater: 175,000 Btuh NG; 50 FT; USA | 3125 | 2020-04-01
IQ-175-60-AL | Premier IQ Model Tube Heater: 175,000 Btuh LP; 60 FT; USA | 3394 | 2020-04-01
IQ-175-60-AN | Premier IQ Model Tube Heater: 175,000 Btuh NG; 60 FT; USA | 3394 | 2020-04-01
IQ-175-70-AN | Premier IQ Model Tube Heater: 175,000 Btuh NG; 70 FT; USA | 3661 | 2020-04-01
IQ-200-50-AN | Premier IQ Model Tube Heater: 200,000 Btuh NG; 50 FT; USA | 3125 | 2020-04-01
IQ-200-60-AL | Premier IQ Model Tube Heater: 200,000 Btuh LP; 60 FT; USA | 3394 | 2020-04-01
IQ-200-60-AN | Premier IQ Model Tube Heater: 200,000 Btuh NG; 60 FT; USA | 3394 | 2020-04-01
IQ-200-70-AL | Premier IQ Model Tube Heater: 200,000 Btuh LP; 70 FT; USA | 3661 | 2020-04-01
IQ-200-70-AN | Premier IQ Model Tube Heater: 200,000 Btuh NG; 70 FT; USA | 3661 | 2020-04-01
IQ-45-20-AN | Premier IQ Model Tube Heater: 45,000 Btuh NG; 20 FT; USA | 1956 | 2020-04-01
IQ-60-20-AN | Premier IQ Model Tube Heater: 60,000 Btuh NG; 20 FT; USA | 1956 | 2020-04-01
IQ-60-30-AN | Premier IQ Model Tube Heater: 60,000 Btuh NG; 30 FT; USA | 2224 | 2020-04-01
IQ-80-20-AN | Premier IQ Model Tube Heater: 80,000 Btuh NG; 20 FT; USA | 1956 | 2020-04-01
IQ-80-30-AN | Premier IQ Model Tube Heater: 80,000 Btuh NG; 30 FT; USA | 2224 | 2020-04-01
IQ-80-40-AN | Premier IQ Model Tube Heater: 80,000 Btuh NG; 40 FT; USA | 2493 | 2020-04-01
IST-MB08-20-AN | Infrasave superTube Modulating: 80/60,000 Btuh NG; 20 Ft, 120 Volt; USA | 2420 | 2020-04-01 | NEW PRODUCT!
IST-MB08-30-AN | Infrasave superTube Modulating: 80/60,000 Btuh NG; 30 Ft, 120 Volt; USA | 2690 | 2020-04-01 | NEW PRODUCT!
IST-MB11-30-AN | Infrasave superTube Modulating: 115/72,000 Btuh NG; 30 Ft, 120 Volt; USA | 2690 | 2020-04-01 | NEW PRODUCT!
IST-MB11-40-AN | Infrasave superTube Modulating: 115/72,000 Btuh NG; 40 Ft, 120 Volt; USA | 2960 | 2020-04-01 | NEW PRODUCT!
IST-MB15-40-AN | Infrasave superTube Modulating: 155/100,000 Btuh NG; 40 Ft, 120 Volt; USA | 3040 | 2020-04-01 | NEW PRODUCT!
IST-MB15-50-AN | Infrasave superTube Modulating: 155/100,000 Btuh NG; 50 Ft, 120 Volt; USA | 3460 | 2020-04-01 | NEW PRODUCT!
IST-MB20-50-AN | Infrasave superTube Modulating: 205/125,000 Btuh NG; 50 Ft, 120 Volt; USA | 3530 | 2020-04-01 | NEW PRODUCT!
IST-MB20-60-AN | Infrasave superTube Modulating: 205/125,000 Btuh NG; 60 Ft, 120 Volt; USA | 3800 | 2020-04-01 | NEW PRODUCT!
IST-MB25-60-AN | Infrasave superTube Modulating: 250/160,000 Btuh NG; 60 Ft, 120 Volt; USA | 4200 | 2020-04-01 | NEW PRODUCT!
IST-MB25-70-AN | Infrasave superTube Modulating: 250/160,000 Btuh NG; 70 Ft, 120 Volt; USA | 4470 | 2020-04-01 | NEW PRODUCT!
IST-SB05-20-AN | Infrasave superTube 1-Stage: 50,000 Btuh NG; 20 Ft, 120 Volt; USA | 2005 | 2020-04-01 | NEW PRODUCT!
IST-SB05-30-AN | Infrasave superTube 1-Stage: 50,000 Btuh NG; 30 Ft, 120 Volt; USA | 2275 | 2020-04-01 | NEW PRODUCT!
IST-SB05-40-AN | Infrasave superTube 1-Stage: 50,000 Btuh NG; 40 Ft, 120 Volt; USA | 2545 | 2020-04-01 | NEW PRODUCT!
IST-SB06-20-AN | Infrasave superTube 1-Stage: 65,000 Btuh NG; 20 Ft, 120 Volt; USA | 2005 | 2020-04-01 | NEW PRODUCT!
IST-SB06-30-AN | Infrasave superTube 1-Stage: 65,000 Btuh NG; 30 Ft, 120 Volt; USA | 2275 | 2020-04-01 | NEW PRODUCT!
IST-SB06-40-AN | Infrasave superTube 1-Stage: 65,000 Btuh NG; 40 Ft, 120 Volt; USA | 2545 | 2020-04-01 | NEW PRODUCT!
IST-SB08-20-AN | Infrasave superTube 1-Stage: 80,000 Btuh NG; 20 Ft, 120 Volt; USA | 2030 | 2020-04-01 | NEW PRODUCT!
IST-SB08-30-AN | Infrasave superTube 1-Stage: 80,000 Btuh NG; 30 Ft, 120 Volt; USA | 2300 | 2020-04-01 | NEW PRODUCT!
IST-SB08-40-AN | Infrasave superTube 1-Stage: 80,000 Btuh NG; 40 Ft, 120 Volt; USA | 2570 | 2020-04-01 | NEW PRODUCT!
IST-SB11-30-AN | Infrasave superTube 1-Stage: 115,000 Btuh NG; 30 Ft, 120 Volt; USA | 2300 | 2020-04-01 | NEW PRODUCT!
IST-SB11-40-AN | Infrasave superTube 1-Stage: 115,000 Btuh NG; 40 Ft, 120 Volt; USA | 2570 | 2020-04-01 | NEW PRODUCT!
IST-SB11-50-AN | Infrasave superTube 1-Stage: 115,000 Btuh NG; 50 Ft, 120 Volt; USA | 2990 | 2020-04-01 | NEW PRODUCT!
IST-SB13-30-AN | Infrasave superTube 1-Stage: 130,000 Btuh NG; 30 Ft, 120 Volt; USA | 2340 | 2020-04-01 | NEW PRODUCT!
IST-SB13-40-AN | Infrasave superTube 1-Stage: 130,000 Btuh NG; 40 Ft, 120 Volt; USA | 2610 | 2020-04-01 | NEW PRODUCT!
IST-SB13-50-AN | Infrasave superTube 1-Stage: 130,000 Btuh NG; 50 Ft, 120 Volt; USA | 3030 | 2020-04-01 | NEW PRODUCT!
IST-SB15-40-AN | Infrasave superTube 1-Stage: 155,000 Btuh NG; 40 Ft, 120 Volt; USA | 2610 | 2020-04-01 | NEW PRODUCT!
IST-SB15-50-AN | Infrasave superTube 1-Stage: 155,000 Btuh NG; 50 Ft, 120 Volt; USA | 3030 | 2020-04-01 | NEW PRODUCT!
IST-SB15-60-AN | Infrasave superTube 1-Stage: 155,000 Btuh NG; 60 Ft, 120 Volt; USA | 3300 | 2020-04-01 | NEW PRODUCT!
IST-SB18-50-AN | Infrasave superTube 1-Stage: 180,000 Btuh NG; 50 Ft, 120 Volt; USA | 3100 | 2020-04-01 | NEW PRODUCT!
IST-SB18-60-AN | Infrasave superTube 1-Stage: 180,000 Btuh NG; 60 Ft, 120 Volt; USA | 3370 | 2020-04-01 | NEW PRODUCT!
IST-SB18-70-AN | Infrasave superTube 1-Stage: 180,000 Btuh NG; 70 Ft, 120 Volt; USA | 3640 | 2020-04-01 | NEW PRODUCT!
IST-SB20-50-AN | Infrasave superTube 1-Stage: 205,000 Btuh NG; 50 Ft, 120 Volt; USA | 3100 | 2020-04-01 | NEW PRODUCT!
IST-SB20-60-AN | Infrasave superTube 1-Stage: 205,000 Btuh NG; 60 Ft, 120 Volt; USA | 3370 | 2020-04-01 | NEW PRODUCT!
IST-SB20-70-AN | Infrasave superTube 1-Stage: 205,000 Btuh NG; 70 Ft, 120 Volt; USA | 3640 | 2020-04-01 | NEW PRODUCT!
IST-SB22-60-AN | Infrasave superTube 1-Stage: 225,000 Btuh NG; 60 Ft, 120 Volt; USA | 3760 | 2020-04-01 | NEW PRODUCT!
IST-SB22-70-AN | Infrasave superTube 1-Stage: 225,000 Btuh NG; 70 Ft, 120 Volt; USA | 4030 | 2020-04-01 | NEW PRODUCT!
IST-SB22-80-AN | Infrasave superTube 1-Stage: 225,000 Btuh NG; 80 Ft, 120 Volt; USA | 4300 | 2020-04-01 | NEW PRODUCT!
IST-SB25-60-AN | Infrasave superTube 1-Stage: 250,000 Btuh NG; 60 Ft, 120 Volt; USA | 3760 | 2020-04-01 | NEW PRODUCT!
IST-SB25-70-AN | Infrasave superTube 1-Stage: 250,000 Btuh NG; 70 Ft, 120 Volt; USA | 4030 | 2020-04-01 | NEW PRODUCT!
IST-SB25-80-AN | Infrasave superTube 1-Stage: 250,000 Btuh NG; 80 Ft, 120 Volt; USA | 4300 | 2020-04-01 | NEW PRODUCT!
IST-TB05-20-AN | Infrasave superTube 2-Stage: 50/35,000 Btuh NG; 20 Ft, 120 Volt; USA | 2230 | 2020-04-01 | NEW PRODUCT!
IST-TB05-30-AN | Infrasave superTube 2-Stage: 50/55,000 Btuh NG; 30 Ft, 120 Volt; USA | 2500 | 2020-04-01 | NEW PRODUCT!
IST-TB06-20-AN | Infrasave superTube 2-Stage: 65/45,000 Btuh NG; 20 Ft, 120 Volt; USA | 2230 | 2020-04-01 | NEW PRODUCT!
IST-TB06-30-AN | Infrasave superTube 2-Stage: 65/45,000 Btuh NG; 30 Ft, 120 Volt; USA | 2500 | 2020-04-01 | NEW PRODUCT!
IST-TB08-20-AN | Infrasave superTube 2-Stage: 80/55,000 Btuh NG; 20 Ft, 120 Volt; USA | 2270 | 2020-04-01 | NEW PRODUCT!
IST-TB08-30-AN | Infrasave superTube 2-Stage: 80/55,000 Btuh NG; 30 Ft, 120 Volt; USA | 2540 | 2020-04-01 | NEW PRODUCT!
IST-TB11-30-AN | Infrasave superTube 2-Stage: 115/75,000 Btuh NG; 30 Ft, 120 Volt; USA | 2540 | 2020-04-01 | NEW PRODUCT!
IST-TB11-40-AN | Infrasave superTube 2-Stage: 115/75,000 Btuh NG; 40 Ft, 120 Volt; USA | 2810 | 2020-04-01 | NEW PRODUCT!
IST-TB13-30-AN | Infrasave superTube 2-Stage: 130/80,000 Btuh NG; 30 Ft, 120 Volt; USA | 2580 | 2020-04-01 | NEW PRODUCT!
IST-TB13-40-AN | Infrasave superTube 2-Stage: 130/80,000 Btuh NG; 40 Ft, 120 Volt; USA | 2850 | 2020-04-01 | NEW PRODUCT!
IST-TB15-40-AN | Infrasave superTube 2-Stage: 155/90,000 Btuh NG; 40 Ft, 120 Volt; USA | 2850 | 2020-04-01 | NEW PRODUCT!
IST-TB15-50-AN | Infrasave superTube 2-Stage: 155/90,000 Btuh NG; 50 Ft, 120 Volt; USA | 3270 | 2020-04-01 | NEW PRODUCT!
IST-TB18-50-AN | Infrasave superTube 2-Stage: 180/100,000 Btuh NG; 50 Ft, 120 Volt; USA | 3330 | 2020-04-01 | NEW PRODUCT!
IST-TB18-60-AN | Infrasave superTube 2-Stage: 180/100,000 Btuh NG; 60 Ft, 120 Volt; USA | 3600 | 2020-04-01 | NEW PRODUCT!
IST-TB20-50-AN | Infrasave superTube 2-Stage: 205/120,000 Btuh NG; 50 Ft, 120 Volt; USA | 3330 | 2020-04-01 | NEW PRODUCT!
IST-TB20-60-AN | Infrasave superTube 2-Stage: 205/120,000 Btuh NG; 60 Ft, 120 Volt; USA | 3600 | 2020-04-01 | NEW PRODUCT!
IST-TB22-60-AN | Infrasave superTube 2-Stage: 225/135,000 Btuh NG; 60 Ft, 120 Volt; USA | 3990 | 2020-04-01 | NEW PRODUCT!
IST-TB22-70-AN | Infrasave superTube 2-Stage: 225/135,000 Btuh NG; 70 Ft, 120 Volt; USA | 4260 | 2020-04-01 | NEW PRODUCT!
IST-TB25-60-AN | Infrasave superTube 2-Stage: 250/150,000 Btuh NG; 60 Ft, 120 Volt; USA | 3990 | 2020-04-01 | NEW PRODUCT!
IST-TB25-70-AN | Infrasave superTube 2-Stage: 250/150,000 Btuh NG; 70 Ft, 120 Volt; USA | 4260 | 2020-04-01 | NEW PRODUCT!
ITB-100-20-AN | Builder ITB Model Tube Heater: 100,000 Btuh NG; 20 FT; USA | 1879 | 2020-04-01
ITB-110-30-AL | Builder ITB Model Tube Heater: 110,000 Btuh LP; 30 FT; USA | 1879 | 2020-04-01
ITB-110-30-AN | Builder ITB Model Tube Heater: 110,000 Btuh NG; 30 FT; USA | 1879 | 2020-04-01
ITB-110-40-AL | Builder ITB Model Tube Heater: 110,000 Btuh LP; 40 FT; USA | 2067 | 2020-04-01
ITB-110-40-AN | Builder ITB Model Tube Heater: 110,000 Btuh NG; 40 FT; USA | 2067 | 2020-04-01
ITB-110-50-AL | Builder ITB Model Tube Heater: 110,000 Btuh LP; 50 FT; USA | 2405 | 2020-04-01
ITB-110-50-AN | Builder ITB Model Tube Heater: 110,000 Btuh NG; 50 FT; USA | 2405 | 2020-04-01
ITB-130-30-AN | Builder ITB Model Tube Heater: 130,000 Btuh NG; 30 FT; USA | 1879 | 2020-04-01
ITB-130-40-AN | Builder ITB Model Tube Heater: 130,000 Btuh NG; 40 FT; USA | 2067 | 2020-04-01
ITB-130-50-AN | Builder ITB Model Tube Heater: 130,000 Btuh NG; 50 FT; USA | 2405 | 2020-04-01
ITB-155-40-AN | Builder ITB Model Tube Heater: 155,000 Btuh NG; 40 FT; USA | 2164 | 2020-04-01
ITB-155-50-AN | Builder ITB Model Tube Heater: 155,000 Btuh NG; 50 FT; USA | 2501 | 2020-04-01
ITB-155-60-AN | Builder ITB Model Tube Heater: 155,000 Btuh NG; 60 FT; USA | 2703 | 2020-04-01
ITB-175-50-AL | Builder ITB Model Tube Heater: 175,000 Btuh LP; 50 FT; USA | 2694 | 2020-04-01
ITB-175-50-AN | Builder ITB Model Tube Heater: 175,000 Btuh NG; 50 FT; USA | 2694 | 2020-04-01
ITB-175-60-AL | Builder ITB Model Tube Heater: 175,000 Btuh LP; 60 FT; USA | 2896 | 2020-04-01
ITB-175-60-AN | Builder ITB Model Tube Heater: 175,000 Btuh NG; 60 FT; USA | 2896 | 2020-04-01
ITB-175-70-AN | Builder ITB Model Tube Heater: 175,000 Btuh NG; 70 FT; USA | 3100 | 2020-04-01
ITB-200-50-AN | Builder ITB Model Tube Heater: 200,000 Btuh NG; 50 FT; USA | 2694 | 2020-04-01
ITB-200-60-AL | Builder ITB Model Tube Heater: 200,000 Btuh LP; 60 FT; USA | 2896 | 2020-04-01
ITB-200-60-AN | Builder ITB Model Tube Heater: 200,000 Btuh NG; 60 FT; USA | 2896 | 2020-04-01
ITB-200-70-AL | Builder ITB Model Tube Heater: 200,000 Btuh LP; 70 FT; USA | 3100 | 2020-04-01
ITB-200-70-AN | Builder ITB Model Tube Heater: 200,000 Btuh NG; 70 FT; USA | 3100 | 2020-04-01
ITB-45-20-AN | Builder ITB Model Tube Heater: 45,000 Btuh NG; 20 FT; USA | 1689 | 2020-04-01
ITB-60-20-AN | Builder ITB Model Tube Heater: 60,000 Btuh NG; 20 FT; USA | 1689 | 2020-04-01
ITB-60-30-AN | Builder ITB Model Tube Heater: 60,000 Btuh NG; 30 FT; USA | 1879 | 2020-04-01
ITB-80-20-AN | Builder ITB Model Tube Heater: 80,000 Btuh NG; 20 FT; USA | 1689 | 2020-04-01
ITB-80-30-AN | Builder ITB Model Tube Heater: 80,000 Btuh NG; 30 FT; USA | 1879 | 2020-04-01
ITB-80-40-AN | Builder ITB Model Tube Heater: 80,000 Btuh NG; 40 FT; USA | 2067 | 2020-04-01
ITBU-110-15-AL | Builder ITBU Model 'U'-Tube Heater: 110,000 Btuh LP; 15 FT; USA | 2212 | 2020-04-01
ITBU-110-15-AN | Builder ITBU Model 'U'-Tube Heater: 110,000 Btuh NG; 15 FT; USA | 2212 | 2020-04-01
ITBU-110-20-AL | Builder ITBU Model 'U'-Tube Heater: 110,000 Btuh LP; 20 FT; USA | 2287 | 2020-04-01
ITBU-110-20-AN | Builder ITBU Model 'U'-Tube Heater: 110,000 Btuh NG; 20 FT; USA | 2287 | 2020-04-01
ITBU-130-15-AN | Builder ITBU Model 'U'-Tube Heater: 130,000 Btuh NG; 15 FT; USA | 2212 | 2020-04-01
ITBU-130-20-AN | Builder ITBU Model 'U'-Tube Heater: 130,000 Btuh NG; 20 FT; USA | 2287 | 2020-04-01
ITBU-155-20-AN | Builder ITBU Model 'U'-Tube Heater: 155,000 Btuh NG; 20 FT; USA | 2383 | 2020-04-01
ITBU-155-30-AN | Builder ITBU Model 'U'-Tube Heater: 155,000 Btuh NG; 30 FT; USA | 2896 | 2020-04-01
ITBU-175-30-AN | Builder ITBU Model 'U'-Tube Heater: 175,000 Btuh NG; 30 FT; USA | 3103 | 2020-04-01
ITBU-200-30-AN | Builder ITBU Model 'U'-Tube Heater: 200,000 Btuh NG; 30 FT; USA | 3103 | 2020-04-01
ITBU-60-10-AN | Builder ITBU Model 'U'-Tube Heater: 60,000 Btuh NG; 10 FT; USA | 1890 | 2020-04-01
ITBU-80-10-AN | Builder ITBU Model 'U'-Tube Heater: 80,000 Btuh NG; 10 FT; USA | 1890 | 2020-04-01
ITBU-80-15-AN | Builder ITBU Model 'U'-Tube Heater: 80,000 Btuh NG; 15 FT; USA | 2212 | 2020-04-01
ITT-110-30-AL | Infrasave Model ITT 2-Stage Tube Heater: 110/75,000 Btuh LP; 30 FT; USA | 2259 | 2020-04-01
ITT-110-30-AN | Infrasave Model ITT 2-Stage Tube Heater: 110/75,000 Btuh NG; 30 FT; USA | 2259 | 2020-04-01
ITT-110-40-AL | Infrasave Model ITT 2-Stage Tube Heater: 110/75,000 Btuh LP; 40 FT; USA | 2448 | 2020-04-01
ITT-110-40-AN | Infrasave Model ITT 2-Stage Tube Heater: 110/75,000 Btuh NG; 40 FT; USA | 2448 | 2020-04-01
ITT-130-30-AN | Infrasave Model ITT 2-Stage Tube Heater: 130/90,000 Btuh NG; 30 FT; USA | 2259 | 2020-04-01
ITT-130-40-AN | Infrasave Model ITT 2-Stage Tube Heater: 130/90,000 Btuh NG; 40 FT; USA | 2448 | 2020-04-01
ITT-155-40-AN | Infrasave Model ITT 2-Stage Tube Heater: 155/110,000 Btuh NG; 40 FT; USA | 2554 | 2020-04-01
ITT-155-50-AN | Infrasave Model ITT 2-Stage Tube Heater: 155/110,000 Btuh NG; 50 FT; USA | 2893 | 2020-04-01
ITT-175-50-AN | Infrasave Model ITT 2-Stage Tube Heater: 175/125,000 Btuh NG; 50 FT; USA | 3096 | 2020-04-01
ITT-175-60-AN | Infrasave Model ITT 2-Stage Tube Heater: 175/125,000 Btuh NG; 60 FT; USA | 3297 | 2020-04-01
ITT-200-50-AN | Infrasave Model ITT 2-Stage Tube Heater: 200/140,000 Btuh NG; 50 FT; USA | 3096 | 2020-04-01
ITT-200-60-AN | Infrasave Model ITT 2-Stage Tube Heater: 200/140,000 Btuh NG; 60 FT; USA | 3297 | 2020-04-01
ITT-80-20-AN | Infrasave Model ITT 2-Stage Tube Heater: 80/60,000 Btuh NG; 20 FT; USA | 2069 | 2020-04-01
ITT-80-30-AN | Infrasave Model ITT 2-Stage Tube Heater: 80/60,000 Btuh NG; 30 FT; USA | 2259 | 2020-04-01
ITTU-110-15-AL | Infrasave Model ITT U 2-Stage 'U'-Tube Heater: 110/75,000 Btuh LP; 15 FT; USA | 2592 | 2020-04-01
ITTU-110-15-AN | Infrasave Model ITT U 2-Stage 'U'-Tube Heater: 110/75,000 Btuh NG; 15 FT; USA | 2592 | 2020-04-01
ITTU-110-20-AL | Infrasave Model ITT U 2-Stage 'U'-Tube Heater: 110/75,000 Btuh LP; 20 FT; USA | 2667 | 2020-04-01
ITTU-110-20-AN | Infrasave Model ITT U 2-Stage 'U'-Tube Heater: 110/75,000 Btuh NG; 20 FT; USA | 2667 | 2020-04-01
ITTU-130-15-AN | Infrasave Model ITT U 2-Stage 'U'-Tube Heater: 130/90,000 Btuh NG; 15 FT; USA | 2592 | 2020-04-01
ITTU-130-20-AN | Infrasave Model ITT U 2-Stage 'U'-Tube Heater: 130/90,000 Btuh NG; 20 FT; USA | 2667 | 2020-04-01
ITTU-155-20-AN | Infrasave Model ITT U 2-Stage 'U'-Tube Heater: 155/110,000 Btuh NG; 20 FT; USA | 2775 | 2020-04-01
ITTU-155-30-AN | Infrasave Model ITT U 2-Stage 'U'-Tube Heater: 155/110,000 Btuh NG; 30 FT; USA | 3286 | 2020-04-01
ITTU-175-30-AN | Infrasave Model ITT U 2-Stage 'U'-Tube Heater: 175/125,000 Btuh NG; 30 FT; USA | 3504 | 2020-04-01
ITTU-200-30-AN | Infrasave Model ITT U 2-Stage 'U'-Tube Heater: 200/140,000 Btuh NG; 30 FT; USA | 3504 | 2020-04-01
ITTU-80-10-AN | Infrasave Model ITT U 2-Stage 'U'-Tube Heater: 80/60,000 Btuh NG; 10 FT; USA | 2270 | 2020-04-01
ITTU-80-15-AN | Infrasave Model ITT U 2-Stage 'U'-Tube Heater: 80/60,000 Btuh NG; 15 FT; USA | 2592 | 2020-04-01
IW-110-30-AL | Harsh Environ.Tube Htr: S/S Burner House + Aluminized Tube/Reflector; 110,000 Btuh LP; 30 FT; USA | 3048 | 2020-04-01
IW-110-30-AN | Harsh Environ.Tube Htr: S/S Burner House + Aluminized Tube/Reflector; 110,000 Btuh NG; 30 FT; USA | 3048 | 2020-04-01
IW-110-40-AL | Harsh Environ.Tube Htr: S/S Burner House + Aluminized Tube/Reflector; 110,000 Btuh LP; 40 FT; USA | 3353 | 2020-04-01
IW-110-40-AN | Harsh Environ.Tube Htr: S/S Burner House + Aluminized Tube/Reflector; 110,000 Btuh NG; 40 FT; USA | 3353 | 2020-04-01
IW-110-50-AL | Harsh Environ.Tube Htr: S/S Burner House + Aluminized Tube/Reflector; 110,000 Btuh LP; 50 FT; USA | 3753 | 2020-04-01
IW-110-50-AN | Harsh Environ.Tube Htr: S/S Burner House + Aluminized Tube/Reflector; 110,000 Btuh NG; 50 FT; USA | 3753 | 2020-04-01
IW-130-30-AN | Harsh Environ.Tube Htr: S/S Burner House + Aluminized Tube/Reflector; 130,000 Btuh NG; 30 FT; USA | 3048 | 2020-04-01
IW-130-40-AN | Harsh Environ.Tube Htr: S/S Burner House + Aluminized Tube/Reflector; 130,000 Btuh NG; 40 FT; USA | 3353 | 2020-04-01
IW-130-50-AN | Harsh Environ.Tube Htr: S/S Burner House + Aluminized Tube/Reflector; 130,000 Btuh NG; 50 FT; USA | 3753 | 2020-04-01
IW-155-40-AN | Harsh Environ.Tube Htr: S/S Burner House + Aluminized Tube/Reflector; 155,000 Btuh NG; 40 FT; USA | 3427 | 2020-04-01
IW-155-50-AN | Harsh Environ.Tube Htr: S/S Burner House + Aluminized Tube/Reflector; 155,000 Btuh NG; 50 FT; USA | 3826 | 2020-04-01
IW-155-60-AN | Harsh Environ.Tube Htr: S/S Burner House + Aluminized Tube/Reflector; 155,000 Btuh NG; 60 FT; USA | 4102 | 2020-04-01
IW-175-50-AL | Harsh Environ.Tube Htr: S/S Burner House + Aluminized Tube/Reflector; 175,000 Btuh LP; 50 FT; USA | 4082 | 2020-04-01
IW-175-50-AN | Harsh Environ.Tube Htr: S/S Burner House + Aluminized Tube/Reflector; 175,000 Btuh NG; 50 FT; USA | 4082 | 2020-04-01
IW-175-60-AL | Harsh Environ.Tube Htr: S/S Burner House + Aluminized Tube/Reflector; 175,000 Btuh LP; 60 FT; USA | 4358 | 2020-04-01
IW-175-60-AN | Harsh Environ.Tube Htr: S/S Burner House + Aluminized Tube/Reflector; 175,000 Btuh NG; 60 FT; USA | 4358 | 2020-04-01
IW-175-70-AN | Harsh Environ.Tube Htr: S/S Burner House + Aluminized Tube/Reflector; 175,000 Btuh NG; 70 FT; USA | 4649 | 2020-04-01
IW-200-50-AN | Harsh Environ.Tube Htr: S/S Burner House + Aluminized Tube/Reflector; 200,000 Btuh NG; 50 FT; USA | 4082 | 2020-04-01
IW-200-60-AL | Harsh Environ.Tube Htr: S/S Burner House + Aluminized Tube/Reflector; 200,000 Btuh LP; 60 FT; USA | 4358 | 2020-04-01
IW-200-60-AN | Harsh Environ.Tube Htr: S/S Burner House + Aluminized Tube/Reflector; 200,000 Btuh NG; 60 FT; USA | 4358 | 2020-04-01
IW-200-70-AL | Harsh Environ.Tube Htr: S/S Burner House + Aluminized Tube/Reflector; 200,000 Btuh LP; 70 FT; USA | 4649 | 2020-04-01
IW-200-70-AN | Harsh Environ.Tube Htr: S/S Burner House + Aluminized Tube/Reflector; 200,000 Btuh NG; 70 FT; USA | 4649 | 2020-04-01
IW2-110-30-AL | 2-Stage Harsh Environ.Tube Htr: S/S Burner House + Aluminized Tube/Reflector; 110/75 MBH LP; 30 FT; USA | 3182 | 2020-04-01
IW2-110-30-AN | 2-Stage Harsh Environ.Tube Htr: S/S Burner House + Aluminized Tube/Reflector; 110/75 MBH NG; 30 FT; USA | 3182 | 2020-04-01
IW2-110-40-AL | 2-Stage Harsh Environ.Tube Htr: S/S Burner House + Aluminized Tube/Reflector; 110/75 MBH LP; 40 FT; USA | 3486 | 2020-04-01
IW2-110-40-AN | 2-Stage Harsh Environ.Tube Htr: S/S Burner House + Aluminized Tube/Reflector; 110/75 MBH NG; 40 FT; USA | 3486 | 2020-04-01
IW2-130-30-AN | 2-Stage Harsh Environ.Tube Htr: S/S Burner House + Aluminized Tube/Reflector; 130/90 MBH NG; 30 FT; USA | 3182 | 2020-04-01
IW2-130-40-AN | 2-Stage Harsh Environ.Tube Htr: S/S Burner House + Aluminized Tube/Reflector; 130/90 MBH NG; 40 FT; USA | 3486 | 2020-04-01
IW2-155-40-AN | 2-Stage Harsh Environ.Tube Htr: S/S Burner House + Aluminized Tube/Reflector; 155/110 MBH NG; 40 FT; USA | 3575 | 2020-04-01
IW2-155-50-AN | 2-Stage Harsh Environ.Tube Htr: S/S Burner House + Aluminized Tube/Reflector; 155/110 MBH NG; 50 FT; USA | 3975 | 2020-04-01
IW2-175-50-AN | 2-Stage Harsh Environ.Tube Htr: S/S Burner House + Aluminized Tube/Reflector; 175/125 MBH NG; 50 FT; USA | 4219 | 2020-04-01
IW2-175-60-AN | 2-Stage Harsh Environ.Tube Htr: S/S Burner House + Aluminized Tube/Reflector; 175/125 MBH NG; 60 FT; USA | 4496 | 2020-04-01
IW2-200-50-AN | 2-Stage Harsh Environ.Tube Htr: S/S Burner House + Aluminized Tube/Reflector; 200/140 MBH NG; 50 FT; USA | 4219 | 2020-04-01
IW2-200-60-AN | 2-Stage Harsh Environ.Tube Htr: S/S Burner House + Aluminized Tube/Reflector; 200/140 MBH NG; 60 FT; USA | 4496 | 2020-04-01
IW2-80-20-AN | 2-Stage Harsh Environ.Tube Htr: S/S Burner House + Aluminized Tube/Reflector; 80/60 MBH NG; 20 FT; USA | 2918 | 2020-04-01
IW2-80-30-AN | 2-Stage Harsh Environ.Tube Htr: S/S Burner House + Aluminized Tube/Reflector; 80/60 MBH NG; 30 FT; USA | 3182 | 2020-04-01
IW2S-110-40-AL | 2-Stage Harsh Environ.Tube Htr: S/S Burner House + S/S Tube/Reflector; 110/75,000 Btuh LP; 40 FT; USA | 5615 | 2020-04-01
IW2S-110-40-AN | 2-Stage Harsh Environ.Tube Htr: S/S Burner House + S/S Tube/Reflector; 110/75,000 Btuh NG; 40 FT; USA | 5615 | 2020-04-01
IW2S-130-40-AN | 2-Stage Harsh Environ.Tube Htr: S/S Burner House + S/S Tube/Reflector; 130/90,000 Btuh NG; 40 FT; USA | 5615 | 2020-04-01
IW2S-155-50-AN | 2-Stage Harsh Environ.Tube Htr: S/S Burner House + S/S Tube/Reflector; 155/110,000 Btuh NG; 50 FT; USA | 6706 | 2020-04-01
IW2S-175-60-AN | 2-Stage Harsh Environ.Tube Htr: S/S Burner House + S/S Tube/Reflector; 175/125,000 Btuh NG; 60 FT; USA | 7526 | 2020-04-01
IW2S-200-60-AN | 2-Stage Harsh Environ.Tube Htr: S/S Burner House + S/S Tube/Reflector; 200/140,000 Btuh NG; 60 FT; USA | 7526 | 2020-04-01
IW2S-80-30-AN | 2-Stage Harsh Environ.Tube Htr: S/S Burner House + S/S Tube/Reflector; 80/60,000 Btuh NG; 30 FT; USA | 4856 | 2020-04-01
IW-45-20-AN | Harsh Environ.Tube Htr: S/S Burner House + Aluminized Tube/Reflector; 45,000 Btuh NG; 20 FT; USA | 2784 | 2020-04-01
IW-60-20-AN | Harsh Environ.Tube Htr: S/S Burner House + Aluminized Tube/Reflector; 60,000 Btuh NG; 20 FT; USA | 2784 | 2020-04-01
IW-60-30-AN | Harsh Environ.Tube Htr: S/S Burner House + Aluminized Tube/Reflector; 60,000 Btuh NG; 30 FT; USA | 3048 | 2020-04-01
IW-80-20-AN | Harsh Environ.Tube Htr: S/S Burner House + Aluminized Tube/Reflector; 80,000 Btuh NG; 20 FT; USA | 2784 | 2020-04-01
IW-80-30-AN | Harsh Environ.Tube Htr: S/S Burner House + Aluminized Tube/Reflector; 80,000 Btuh NG; 30 FT; USA | 3048 | 2020-04-01
IW-80-40-AN | Harsh Environ.Tube Htr: S/S Burner House + Aluminized Tube/Reflector; 80,000 Btuh NG; 40 FT; USA | 3353 | 2020-04-01
IWP-110-30-AL | Wet/Outdoor Tube Htr: Powder Coat Burner House + Aluminized Tube/Reflector; 110,000 Btuh LP; 30 FT; USA | 2747 | 2020-04-01
IWP-110-30-AN | Wet/Outdoor Tube Htr: Powder Coat Burner House + Aluminized Tube/Reflector; 110,000 Btuh NG; 30 FT; USA | 2747 | 2020-04-01
IWP-110-40-AL | Wet/Outdoor Tube Htr: Powder Coat Burner House + Aluminized Tube/Reflector; 110,000 Btuh LP; 40 FT; USA | 3051 | 2020-04-01
IWP-110-40-AN | Wet/Outdoor Tube Htr: Powder Coat Burner House + Aluminized Tube/Reflector; 110,000 Btuh NG; 40 FT; USA | 3051 | 2020-04-01
IWP-110-50-AL | Wet/Outdoor Tube Htr: Powder Coat Burner House + Aluminized Tube/Reflector; 110,000 Btuh LP; 50 FT; USA | 3451 | 2020-04-01
IWP-110-50-AN | Wet/Outdoor Tube Htr: Powder Coat Burner House + Aluminized Tube/Reflector; 110,000 Btuh NG; 50 FT; USA | 3451 | 2020-04-01
IWP-130-30-AN | Wet/Outdoor Tube Htr: Powder Coat Burner House + Aluminized Tube/Reflector; 130,000 Btuh NG; 30 FT; USA | 2747 | 2020-04-01
IWP-130-40-AN | Wet/Outdoor Tube Htr: Powder Coat Burner House + Aluminized Tube/Reflector; 130,000 Btuh NG; 40 FT; USA | 3051 | 2020-04-01
IWP-130-50-AN | Wet/Outdoor Tube Htr: Powder Coat Burner House + Aluminized Tube/Reflector; 130,000 Btuh NG; 50 FT; USA | 3451 | 2020-04-01
IWP-155-40-AN | Wet/Outdoor Tube Htr: Powder Coat Burner House + Aluminized Tube/Reflector; 155,000 Btuh NG; 40 FT; USA | 3155 | 2020-04-01
IWP-155-50-AN | Wet/Outdoor Tube Htr: Powder Coat Burner House + Aluminized Tube/Reflector; 155,000 Btuh NG; 50 FT; USA | 3554 | 2020-04-01
IWP-155-60-AN | Wet/Outdoor Tube Htr: Powder Coat Burner House + Aluminized Tube/Reflector; 155,000 Btuh NG; 60 FT; USA | 3830 | 2020-04-01
IWP-175-50-AL | Wet/Outdoor Tube Htr: Powder Coat Burner House + Aluminized Tube/Reflector; 175,000 Btuh LP; 50 FT; USA | 3781 | 2020-04-01
IWP-175-50-AN | Wet/Outdoor Tube Htr: Powder Coat Burner House + Aluminized Tube/Reflector; 175,000 Btuh NG; 50 FT; USA | 3781 | 2020-04-01
IWP-175-60-AL | Wet/Outdoor Tube Htr: Powder Coat Burner House + Aluminized Tube/Reflector; 175,000 Btuh LP; 60 FT; USA | 4057 | 2020-04-01
IWP-175-60-AN | Wet/Outdoor Tube Htr: Powder Coat Burner House + Aluminized Tube/Reflector; 175,000 Btuh NG; 60 FT; USA | 4057 | 2020-04-01
IWP-175-70-AN | Wet/Outdoor Tube Htr: Powder Coat Burner House + Aluminized Tube/Reflector; 175,000 Btuh NG; 70 FT; USA | 4349 | 2020-04-01
IWP-200-50-AN | Wet/Outdoor Tube Htr: Powder Coat Burner House + Aluminized Tube/Reflector; 200,000 Btuh NG; 50 FT; USA | 3781 | 2020-04-01
IWP-200-60-AL | Wet/Outdoor Tube Htr: Powder Coat Burner House + Aluminized Tube/Reflector; 200,000 Btuh LP; 60 FT; USA | 4057 | 2020-04-01
IWP-200-60-AN | Wet/Outdoor Tube Htr: Powder Coat Burner House + Aluminized Tube/Reflector; 200,000 Btuh NG; 60 FT; USA | 4057 | 2020-04-01
IWP-200-70-AL | Wet/Outdoor Tube Htr: Powder Coat Burner House + Aluminized Tube/Reflector; 200,000 Btuh LP; 70 FT; USA | 4349 | 2020-04-01
IWP-200-70-AN | Wet/Outdoor Tube Htr: Powder Coat Burner House + Aluminized Tube/Reflector; 200,000 Btuh NG; 70 FT; USA | 4349 | 2020-04-01
IWP2-110-30-AL | 2-Stage Wet/Outdoor Tube: Powder Coat Burner House + Alum'd Tube/Reflector; 110/75 MBH ; 30 FT; USA | 2880 | 2020-04-01
IWP2-110-30-AN | 2-Stage Wet/Outdoor Tube: Powder Coat Burner House + Alum'd Tube/Reflector; 110/75 MBH ; 30 FT; USA | 2880 | 2020-04-01
IWP2-110-40-AL | 2-Stage Wet/Outdoor Tube: Powder Coat Burner House + Alum'd Tube/Reflector; 110/75 MBH ; 40 FT; USA | 3186 | 2020-04-01
IWP2-110-40-AN | 2-Stage Wet/Outdoor Tube: Powder Coat Burner House + Alum'd Tube/Reflector; 110/75 MBH ; 40 FT; USA | 3186 | 2020-04-01
IWP2-130-30-AN | 2-Stage Wet/Outdoor Tube: Powder Coat Burner House + Alum'd Tube/Reflector; 130/90 MBH ; 30 FT; USA | 2880 | 2020-04-01
IWP2-130-40-AN | 2-Stage Wet/Outdoor Tube: Powder Coat Burner House + Alum'd Tube/Reflector; 130/90 MBH ; 40 FT; USA | 3186 | 2020-04-01
IWP2-155-40-AN | 2-Stage Wet/Outdoor Tube: Powder Coat Burner House + Alum'd Tube/Reflector; 155/110 MBH ; 40 FT; USA | 3289 | 2020-04-01
IWP2-155-50-AN | 2-Stage Wet/Outdoor Tube: Powder Coat Burner House + Alum'd Tube/Reflector; 155/110 MBH ; 50 FT; USA | 3689 | 2020-04-01
IWP2-175-50-AN | 2-Stage Wet/Outdoor Tube: Powder Coat Burner House + Alum'd Tube/Reflector; 175/125 MBH ; 50 FT; USA | 3914 | 2020-04-01
IWP2-175-60-AN | 2-Stage Wet/Outdoor Tube: Powder Coat Burner House + Alum'd Tube/Reflector; 175/125 MBH ; 60 FT; USA | 4191 | 2020-04-01
IWP2-200-50-AN | 2-Stage Wet/Outdoor Tube: Powder Coat Burner House + Alum'd Tube/Reflector; 200/140 MBH ; 50 FT; USA | 3914 | 2020-04-01
IWP2-200-60-AN | 2-Stage Wet/Outdoor Tube: Powder Coat Burner House + Alum'd Tube/Reflector; 200/140 MBH ; 60 FT; USA | 4191 | 2020-04-01
IWP2-80-20-AN | 2-Stage Wet/Outdoor Tube: Powder Coat Burner House + Alum'd Tube/Reflector; 80/60 MBH ; 20 FT; USA | 2617 | 2020-04-01
IWP2-80-30-AN | 2-Stage Wet/Outdoor Tube: Powder Coat Burner House + Alum'd Tube/Reflector; 80/60 MBH ; 30 FT; USA | 2880 | 2020-04-01
IWP-45-20-AN | Wet/Outdoor Tube Htr: Powder Coat Burner House + Aluminized Tube/Reflector; 45,000 Btuh NG; 20 FT; USA | 2483 | 2020-04-01
IWP-60-20-AN | Wet/Outdoor Tube Htr: Powder Coat Burner House + Aluminized Tube/Reflector; 60,000 Btuh NG; 20 FT; USA | 2483 | 2020-04-01
IWP-60-30-AN | Wet/Outdoor Tube Htr: Powder Coat Burner House + Aluminized Tube/Reflector; 60,000 Btuh NG; 30 FT; USA | 2747 | 2020-04-01
IWP-80-20-AN | Wet/Outdoor Tube Htr: Powder Coat Burner House + Aluminized Tube/Reflector; 80,000 Btuh NG; 20 FT; USA | 2483 | 2020-04-01
IWP-80-30-AN | Wet/Outdoor Tube Htr: Powder Coat Burner House + Aluminized Tube/Reflector; 80,000 Btuh NG; 30 FT; USA | 2747 | 2020-04-01
IWP-80-40-AN | Wet/Outdoor Tube Htr: Powder Coat Burner House + Aluminized Tube/Reflector; 80,000 Btuh NG; 40 FT; USA | 3051 | 2020-04-01
IWS-110-40-AL | Harsh Environ.Tube Htr: S/S Burner House + S/S Tube/Reflector; 110,000 Btuh LP; 40 FT; USA | 5482 | 2020-04-01
IWS-110-40-AN | Harsh Environ.Tube Htr: S/S Burner House + S/S Tube/Reflector; 110,000 Btuh NG; 40 FT; USA | 5482 | 2020-04-01
IWS-110-50-AL | Harsh Environ.Tube Htr: S/S Burner House + S/S Tube/Reflector; 110,000 Btuh LP; 50 FT; USA | 6482 | 2020-04-01
IWS-110-50-AN | Harsh Environ.Tube Htr: S/S Burner House + S/S Tube/Reflector; 110,000 Btuh NG; 50 FT; USA | 6482 | 2020-04-01
IWS-130-40-AN | Harsh Environ.Tube Htr: S/S Burner House + S/S Tube/Reflector; 130,000 Btuh NG; 40 FT; USA | 5482 | 2020-04-01
IWS-130-50-AN | Harsh Environ.Tube Htr: S/S Burner House + S/S Tube/Reflector; 130,000 Btuh NG; 50 FT; USA | 6482 | 2020-04-01
IWS-155-50-AN | Harsh Environ.Tube Htr: S/S Burner House + S/S Tube/Reflector; 155,000 Btuh NG; 50 FT; USA | 6556 | 2020-04-01
IWS-155-60-AN | Harsh Environ.Tube Htr: S/S Burner House + S/S Tube/Reflector; 155,000 Btuh NG; 60 FT; USA | 7316 | 2020-04-01
IWS-175-60-AL | Harsh Environ.Tube Htr: S/S Burner House + S/S Tube/Reflector; 175,000 Btuh LP; 60 FT; USA | 7388 | 2020-04-01
IWS-175-60-AN | Harsh Environ.Tube Htr: S/S Burner House + S/S Tube/Reflector; 175,000 Btuh NG; 60 FT; USA | 7388 | 2020-04-01
IWS-175-70-AN | Harsh Environ.Tube Htr: S/S Burner House + S/S Tube/Reflector; 175,000 Btuh NG; 70 FT; USA | 8148 | 2020-04-01
IWS-200-60-AL | Harsh Environ.Tube Htr: S/S Burner House + S/S Tube/Reflector; 200,000 Btuh LP; 60 FT; USA | 7388 | 2020-04-01
IWS-200-60-AN | Harsh Environ.Tube Htr: S/S Burner House + S/S Tube/Reflector; 200,000 Btuh NG; 60 FT; USA | 7388 | 2020-04-01
IWS-200-70-AL | Harsh Environ.Tube Htr: S/S Burner House + S/S Tube/Reflector; 200,000 Btuh LP; 70 FT; USA | 8148 | 2020-04-01
IWS-200-70-AN | Harsh Environ.Tube Htr: S/S Burner House + S/S Tube/Reflector; 200,000 Btuh NG; 70 FT; USA | 8148 | 2020-04-01
IWS-45-20-AN | Harsh Environ.Tube Htr: S/S Burner House + S/S Tube/Reflector; 45,000 Btuh NG; 20 FT; USA | 3962 | 2020-04-01
IWS-60-30-AN | Harsh Environ.Tube Htr: S/S Burner House + S/S Tube/Reflector; 60,000 Btuh NG; 30 FT; USA | 4722 | 2020-04-01
IWS-80-30-AN | Harsh Environ.Tube Htr: S/S Burner House + S/S Tube/Reflector; 80,000 Btuh NG; 30 FT; USA | 4722 | 2020-04-01
IWS-80-40-AN | Harsh Environ.Tube Htr: S/S Burner House + S/S Tube/Reflector; 80,000 Btuh NG; 40 FT; USA | 5482 | 2020-04-01
JA-0500-SS-P | S/S TUBE SWAGED - STEEL FLANGE (NO SITE GLASS) | 436 | 2020-04-01
JA-0500-SW-P | S/S FLANGED TUBE SWAGED - CAR WASH (NO PORTS) | 527 | 2020-04-01
JA-0501-PA-P | ALUM FLANGE TUBE SWAGED PAINT (NO HOLES) | 368 | 2020-04-01
JA-0501-SW-P | ALUMINIZED FLANGE TUBE SWAGED (NO PORTS) | 347 | 2020-04-01
JA-0501-XX-P | ALUM. STEEL TUBE W/FLANGE 10' LONG | 347 | 2020-04-01
JA-0506-TT | GAS VALVE VR8205Q2480 NG TWO STAGE | 284 | 2020-04-01
JA-0506-XX | GAS VALVE VR8205H1003B NG 3.5"W.C. | 241 | 2020-04-01
JA-0507-TT | GAS VALVE VR8205Q2944 LP TWO STAGE | 284 | 2020-04-01
JA-0508-EL-P | ELBOW 90 DEGREE | 131 | 2020-04-01
JA-0508-SW | ELBOW 90° (SWAGED) | 132 | 2020-04-01
JA-0514-XX | VENT TEE - 4" X 4" X 6" | 181 | 2020-04-01
JA-0516-AA | COUPLING KIT - STSP | 57.6 | 2020-04-01
JA-0516-AK | DOUBLE SLEEVE COUPLING KIT WITH RIVETS - STSP | 74.4 | 2020-04-01
JA-0516-CL | CLAMP - S/S | 6 | 2020-04-01
JA-0516-DS | DRILL BIT S/S- 1/4" FOR REPAIR KIT JA-0516-RK | 35.4 | 2020-04-01
JA-0516-RK | COUPLER + RIVET 175/200 FIRST TO SECOND TUBE | 59.5 | 2020-04-01
JA-0516-RS | RIVET - S/S - 1/4" x 1/2" (ULTRA) | 16.5 | 2020-04-01
JA-0516-RV | RIVET - STEEL - 1/4" x 1/2" FOR REPAIR KIT JA-0516-RK | 1 | 2020-04-01
JA-0516-SS | COUPLER - S/S SWAGED PIPE | 29.4 | 2020-04-01
JA-0516-SW | COUPLER - TORCTITE 4" SWAGED TUBE | 23.4 | 2020-04-01
JA-0516-UC | BOLT CLAMP - "U" - 4" | 20.1 | 2020-04-01
JA-0516-UH | "U"-BOLT - 4" FOR U-TUBE HANGER | 7.6 | 2020-04-01
JA-0516-UK | TWO NUTS + TWO TEK SCREWS FOR U-TUBE HANGER | 4 | 2020-04-01
JA-0516-XX | N/A: COUPLING KIT - S/S USE JA-0516-SS | 75.7 | 2020-04-01
JA-0525-AA | CONV. KIT ROBERTSHAW 2000DER NG TO LP | 76.8 | 2020-04-01
JA-0525-DD | CONV. KIT - ROBERTSHAW 7200DER LP TO NG | 76.8 | 2020-04-01
JA-0526-HN | GAS VALVE - NG 60-200 HONEYWELL VR4205M 120V | 294 | 2020-04-01
JA-0528-XX | WALL VENT TERMINAL - 4" HORIZONTAL | 35.6 | 2020-04-01
JA-0529-XX | WALL VENT TERMINAL - 6" HORIZONTAL | 42.8 | 2020-04-01
JA-0567-RK | FENWAL DSI/WIRES/IGNITOR - TUBE HEATER - REPLACEMENT KIT | 242 | 2020-04-01
JA-0567-XX | FENWAL DSI CONTROL 35-615947-227 - 24 VAC - TUBE HEATER | 146 | 2020-04-01
JA-0569-XX | SENSOR FLAME - w/ 30" LEAD | 34.1 | 2020-04-01
JA-0571-KT | IGNITOR & GASKET KIT - DSI TUBE HEATER | 57.6 | 2020-04-01
JA-0571-XX | IGNITOR/SENSOR -DSI NON LUMINOUS HEATERS | 40.1 | 2020-04-01
JA-0581-XX | GASKET IGNITOR | 4.1 | 2020-04-01
JA-0775-XX | TRANSFORMER - 120/24V, 20VA AT120B1028 | 40.1 | 2020-04-01
JA-0780-XS | PROTECTIVE SCREEN - 5' - TM-xxxx-SX Tube Kits | 122 | 2020-04-01
JA-0780-XX | PROTECTIVE SCREEN - 5' - TS-xxxx-JZ Tube Kits | 122 | 2020-04-01
JB-0567-XX | ELECTRICAL CORD - 6' | 20.8 | 2020-04-01
JB-0568-AA | DSI CONTROL - 3 TRY POTTED GASLITER 50N | 230 | 2020-04-01
JB-0568-AK | CONTROL - POTTED KIT - ATH | 253 | 2020-04-01
JB-0568-BB | DSI 24V - 3 TRY POTTED GASLITER 50N 4000-J | 221 | 2020-04-01
JB-0568-FF | CONTROL - FENWAL - POTTED POWER 120VAC | 267 | 2020-04-01
JB-0568-KT | CONTROL POTTED KIT - STSP WP | 267 | 2020-04-01
JB-0568-WH | WIRING HARNESS -3 TRIAL POTTED SPARK 24V | 31.5 | 2020-04-01
JB-0568-XX | IGNITION MODULE - HOT SURFACE - MARK 17 | 292 | 2020-04-01
JB-0570-KT | IGNITOR & GASKET KIT - HSI | 88.5 | 2020-04-01
JB-0570-XX | IGN/SEN - 401 HOT SURFACE IGNITION | 81.5 | 2020-04-01
JB-0575-XX | TRANSFORMER - 150B HSI | 87.4 | 2020-04-01
JC-0202-XX | AIR CURTAIN MOTHER BOARD | 600 | 2020-04-01
JC-0210-XX | AIR CURTAIN DOOR SWITCH | 44.8 | 2020-04-01
JC-0260-XX | AIR CURTAIN MODBUS PCB | 134 | 2020-04-01
JC-0280-XX | AIR CURTAIN EEPROM MODULE | 22.3 | 2020-04-01
JC-CADL-KX | CONVERSION KIT ECO 6 NG TO LP | 67 | 2020-04-01
JE-0500-AL | Electric Heater Custom Color: Almond | 97.2 | 2020-04-01
JE-0500-BE | Electric Heater Custom Color: Beige | 97.2 | 2020-04-01
JE-0500-BK | Electric Heater Custom Color: Black Textured | 97.2 | 2020-04-01
JE-0500-BR | Electric Heater Custom Color: Mineral Bronze | 97.2 | 2020-04-01
JE-0500-BS | Electric Heater Custom Color: Biscuit | 97.2 | 2020-04-01
JE-0500-WH | Electric Heater Custom Color: White | 97.2 | 2020-04-01
JE-0520-33 | Electric Heater 33" Flush mount frame S/S | 612 | 2020-04-01
JE-0520-39 | Electric Heater 39" Flush mount frame S/S | 612 | 2020-04-01
JE-0520-61 | Electric Heater 61.25" Flush mount frame S/S | 673 | 2020-04-01
JE-0554-20 | Electric Heater Replacement bulbs 2000W 36" 208v | 166 | 2020-04-01
JE-0554-24 | Electric Heater Replacement bulbs 2000W 36" 240v | 166 | 2020-04-01
JE-0554-27 | Electric Heater Replacement bulbs 2000W 36" 277v | 166 | 2020-04-01
JE-0554-48 | Electric Heater Replacement bulbs 2000W 36" 480v | 166 | 2020-04-01
JE-0555-20 | Electric Heater Replacement bulbs 2500W 36" 208v | 166 | 2020-04-01
JE-0555-24 | Electric Heater Replacement bulbs 2500W 36" 240v | 166 | 2020-04-01
JE-0555-27 | Electric Heater Replacement bulbs 2500W 36" 277v | 166 | 2020-04-01
JE-0555-48 | Electric Heater Replacement bulbs 2500W 36" 480v | 166 | 2020-04-01
JE-0556-20 | Electric Heater Replacement bulbs 3000W 58" 208v | 222 | 2020-04-01
JE-0556-24 | Electric Heater Replacement bulbs 3000W 58" 240v | 222 | 2020-04-01
JE-0556-27 | Electric Heater Replacement bulbs 3000W 58" 277v | 222 | 2020-04-01
JE-0556-48 | Electric Heater Replacement bulbs 3000W 58" 480v | 222 | 2020-04-01
JE-0557-20 | Electric Heater Replacement bulbs 4000W 58" 208v | 222 | 2020-04-01
JE-0557-24 | Electric Heater Replacement bulbs 4000W 58" 240v | 222 | 2020-04-01
JE-0557-27 | Electric Heater Replacement bulbs 4000W 58" 277v | 222 | 2020-04-01
JE-0557-48 | Electric Heater Replacement bulbs 4000W 58" 480v | 222 | 2020-04-01
JE-0570-XX | Electric Heater Single Element End Reflector (set of 2) | 59.5 | 2020-04-01
JE-0571-XX | Electric Heater Dual Element End Reflector (set of 2) | 59.5 | 2020-04-01
JE-0573-XX | Electric Heater Body Reflector 33" | 119 | 2020-04-01
JE-0574-XX | Electric Heater Body Reflector 39" | 119 | 2020-04-01
JE-0575-XX | Electric Heater Body Reflector 61.25" | 119 | 2020-04-01
JE-0577-XX | Electric Heater Grill Guard 33" | 108 | 2020-04-01
JE-0578-XX | Electric Heater Grill Guard 39" | 108 | 2020-04-01
JE-0579-XX | Electric Heater Grill Guard 61.25" | 119 | 2020-04-01
JE-0581-XX | Electric Heater Lead Wire Set 33" (Dual Element Heaters Require 2 Sets) | 29.8 | 2020-04-01
JE-0582-XX | Electric Heater Lead Wire Set 39" (Dual Element Heaters Require 2 Sets) | 29.8 | 2020-04-01
JE-0583-XX | Electric Heater Lead Wire Set 61.25" (Dual Element Heaters Require 2 Sets) | 29.8 | 2020-04-01
JE-0585-XX | Electric Heater Stainless Steel Mounting Brackets (set of 2) | 119 | 2020-04-01
JE-1520-XX | Electric Heater REPLACEMENT LAMP 1520 INDOOR ONLY | 166 | 2020-04-01
JE-1524-XX | Electric Heater REPLACEMENT LAMP 1524 INDOOR / OUTDOOR | 195 | 2020-04-01
JE-2024-XX | Electric Heater REPLACEMENT LAMP 2024/4024/6024 INDOOR / OUTDOOR | 195 | 2020-04-01
JF-1012-EB | EYE BOLT - TUBE BURNER SUPPORT | 2.6 | 2020-04-01
JJ-045W-BN | IWP BURNER KIT 45 NG USA | 1647 | 2020-04-01
JJ-0582-XX | BURNER HOUSING - InfraSave Tube Heaters | 169 | 2020-04-01
JJ-0582-XX | BURNER HOUSING - InfraSave Tube Heaters | 169 | 2020-04-01
JJ-060W-BN | IWP BURNER KIT 60 NG USA | 1647 | 2020-04-01
JJ-080T-BN | ITT- BURNER KIT TWO STAGE 80/60 NG USA | 1393 | 2020-04-01
JJ-080W-BN | IWP BURNER KIT 80 NG USA | 1647 | 2020-04-01
JJ-110T-BL | ITT- BURNER KIT TWO STAGE 110/80 LP USA | 1393 | 2020-04-01
JJ-110T-BN | ITT- BURNER KIT TWO STAGE 110/80 NG USA | 1393 | 2020-04-01
JJ-110W-BL | IWP BURNER KIT 110 LP USA | 1647 | 2020-04-01
JJ-110W-BN | IWP BURNER KIT 110 NG USA | 1647 | 2020-04-01
JJ-130T-BN | ITT- BURNER KIT TWO STAGE 130/90 NG USA | 1393 | 2020-04-01
JJ-130W-BN | IWP BURNER KIT 130 NG USA | 1647 | 2020-04-01
JJ-155T-BN | ITT-BURNER KIT TWO STAGE 155/110 NG USA | 1500 | 2020-04-01
JJ-155W-BN | IWP BURNER KIT 155 NG USA | 1751 | 2020-04-01
JJ-175T-BN | ITT-BURNER KIT TWO STAGE 175/120 NG USA | 1542 | 2020-04-01
JJ-175W-BL | IWP BURNER KIT 175 LP USA | 1793 | 2020-04-01
JJ-175W-BN | IWP BURNER KIT 175 NG USA | 1793 | 2020-04-01
JJ-200T-BN | ITT-BURNER KIT TWO STAGE 200/140 NG USA | 1542 | 2020-04-01
JJ-200W-BL | IWP BURNER KIT 200 LP USA | 1793 | 2020-04-01
JJ-200W-BN | IWP BURNER KIT 200 NG USA | 1793 | 2020-04-01
JJ-E045-BN | ITB BURNER KIT 45 MBTU NG USA | 1013 | 2020-04-01
JJ-E060-BN | ITB BURNER KIT 60 MBTU NG USA | 1013 | 2020-04-01
JJ-E080-BN | ITB BURNER KIT 80 MBTU NG USA | 1013 | 2020-04-01
JJ-E100-BN | ITB BURNER KIT 100 NG USA | 1013 | 2020-04-01
JJ-E110-BL | ITB BURNER KIT 110 MBTU LP USA | 1013 | 2020-04-01
JJ-E110-BN | ITB BURNER KIT 110 MBTU NG USA | 1013 | 2020-04-01
JJ-E130-BN | ITB BURNER KIT 130 MBTU NG USA | 1013 | 2020-04-01
JJ-E155-BN | ITB BURNER KIT 155 MBTU NG USA | 1109 | 2020-04-01
JJ-E175-BL | ITB BURNER KIT 175 MBTU LP USA | 1140 | 2020-04-01
JJ-E175-BN | ITB BURNER KIT 175 MBTU NG USA | 1140 | 2020-04-01
JJ-E200-BL | ITB BURNER KIT 200 MBTU LP USA | 1140 | 2020-04-01
JJ-E200-BN | ITB BURNER KIT 200 MBTU NG USA | 1140 | 2020-04-01
JJ-P045-BN | IW BURNER KIT 45 NG USA | 1949 | 2020-04-01
JJ-P060-BN | IW BURNER KIT 60 NG USA | 1949 | 2020-04-01
JJ-P080-BN | IW BURNER KIT 80 NG USA | 1949 | 2020-04-01
JJ-P110-BL | IW BURNER KIT 110 LP USA | 1949 | 2020-04-01
JJ-P110-BN | IW BURNER KIT 110 NG USA | 1949 | 2020-04-01
JJ-P130-BN | IW BURNER KIT 130 NG USA | 1949 | 2020-04-01
JJ-P155-BN | IW BURNER KIT 155 NG USA | 2022 | 2020-04-01
JJ-P175-BL | IW BURNER KIT 175 LP USA | 2094 | 2020-04-01
JJ-P175-BN | IW BURNER KIT 175 NG USA | 2094 | 2020-04-01
JJ-P200-BL | IW BURNER KIT 200 NG USA | 2094 | 2020-04-01
JJ-P200-BN | IW BURNER KIT 200 NG USA | 2094 | 2020-04-01
JJ-S045-AN | IQ BURNER KIT 45 NG USA | 1177 | 2020-04-01
JJ-S060-AN | IQ BURNER KIT 60 NG USA | 1177 | 2020-04-01
JJ-S080-AN | IQ BURNER KIT 80 NG USA | 1177 | 2020-04-01
JJ-S100-AN | IQ BURNER KIT 100 NG USA | 1177 | 2020-04-01
JJ-S110-AL | IQ BURNER KIT 110 LP USA | 1177 | 2020-04-01
JJ-S110-AN | IQ BURNER KIT 110 NG USA | 1177 | 2020-04-01
JJ-S130-AN | IQ BURNER KIT 130 NG USA | 1177 | 2020-04-01
JJ-S155-AN | IQ BURNER KIT 155 NG USA | 1267 | 2020-04-01
JJ-S175-AL | IQ BURNER KIT 175 LP USA | 1305 | 2020-04-01
JJ-S175-AN | IQ BURNER KIT 175 NG USA | 1305 | 2020-04-01
JJ-S200-AL | IQ BURNER KIT 200 LP USA | 1305 | 2020-04-01
JJ-S200-AN | IQ BURNER KIT 200 NG USA | 1305 | 2020-04-01
JJ-TP08-BN | IW2 2-STAGE BURNER KIT 80/60 NG USA | 2082 | 2020-04-01
JJ-TP11-BL | IW2 2-STAGE BURNER KIT 110/75 LP USA | 2082 | 2020-04-01
JJ-TP11-BN | IW2 2-STAGE BURNER KIT 110/75 NG USA | 2082 | 2020-04-01
JJ-TP13-BN | IW2 2-STAGE BURNER KIT 130/90 NG USA | 2082 | 2020-04-01
JJ-TP15-BN | IW2 2-STAGE BURNER KIT 155/110 NG USA | 2172 | 2020-04-01
JJ-TP17-BN | IW2 2-STAGE BURNER KIT 175/125 NG USA | 2232 | 2020-04-01
JJ-TP20-BN | IW2 2-STAGE BURNER KIT 200/140 NG USA | 2232 | 2020-04-01
JJ-TW08-BN | IWP2 2-STAGE BURNER KIT 80/60 NG USA | 1781 | 2020-04-01
JJ-TW11-BN | IWP2 2-STAGE BURNER KIT 110/75 NG USA | 1781 | 2020-04-01
JJ-TW13-BN | IWP2 2-STAGE BURNER KIT 130/90 NG USA | 1781 | 2020-04-01
JJ-TW15-BN | IWP2 2-STAGE BURNER KIT 155/110 NG USA | 1885 | 2020-04-01
JJ-TW17-BN | IWP2 2-STAGE BURNER KIT 175/125 NG USA | 1928 | 2020-04-01
JJ-TW20-BN | IWP2 2-STAGE BURNER KIT 200/140 NG USA | 1928 | 2020-04-01
JL-0701-AA | GAS VALVE - COMB.3.5"W.C. 24 VAC VR8 NG | 270 | 2020-04-01
JL-0701-XX | GAS VALVE - COMB. VR8205A2065B 5" W.C. | 270 | 2020-04-01
JL-0703-AA | GAS VALVE - COMB. 10"W.C. 24VAC VR8 LP | 270 | 2020-04-01
JL-0743-XX | RETAINER STRIP - TILE -14 1/4" | 22.2 | 2020-04-01
JL-0746-XX | GASKET SET - 2004 | 28.4 | 2020-04-01
JL-0747-XX | GASKET SET - 2006 | 47.3 | 2020-04-01
JL-0748-XX | GASKET SET - 2008 | 57.6 | 2020-04-01
JL-0752-XX | CONV. KIT VALVE NG TO LP (V8205A) | 34.2 | 2020-04-01
JL-0753-XX | CONV. KIT VALVE LP TO NG (VR8205A) | 34.2 | 2020-04-01
JL-0764-XX | PLATE RESTR AERATION #28 (2002) | 10.6 | 2020-04-01
JL-0771-OD | BLACK FLEXIBLE S/S GAS CONNECTOR - 3/8"x 24" (1/2"Mx1/2"M) | 59.9 | 2020-04-01
JL-0771-XX | GAS CONN. - FLEXIBLE - 1/2" X 24" (F.F.) | 45.5 | 2020-04-01
JL-0771-YY | FLEXIBLE GAS CONN. - 3/4" X 36" (F.F.) | 144 | 2020-04-01
JL-0771-ZZ | GAS CONNECTOR - FLEXIBLE 3/4"x24" (F.F.) | 144 | 2020-04-01
JL-0772-XX | THERMOSTAT CONTROL SINGLE POLE120V | 54.4 | 2020-04-01
JL-0774-US | 60 MIN. TIMER | 139 | 2020-04-01
JL-0776-XX | TRANSFORMER AT72-40 VA | 97.9 | 2020-04-01
JL-0778-XX | TRANSFORMER 120V/24V 100 VA | 181 | 2020-04-01
JL-0779-XX | TRANSFORMER 120V/24V 150 VA | 218 | 2020-04-01
JL-0780-XX | TRANSFORMER 120V/24V 200 VA | 249 | 2020-04-01
JL-0781-AA | TRANSFORMER 120V/24V 350 VA | 318 | 2020-04-01
JL-0781-BB | TRANSFORMER 120V/24V 500 VA | 424 | 2020-04-01
JL-0781-XX | TRANSFORMER 120V/24V 250 VA | 272 | 2020-04-01
JL-0798-CS | CLEARANCE TO COMBUSTIBLE SIGN | 51 | 2020-04-01
JL-0798-JC | #8 JACK CHAIN - (BOX 50') - High Intensity Heater Suspension | 83.7 | 2020-04-01
JL-0798-SH | S' HOOKS - 1-7/8" - PKG 25 | 32.2 | 2020-04-01
JL-0799-GA | GASKET - 1/8" X 1/2" X 5' | 12.1 | 2020-04-01
JL-0800-GR-B | GRIPPLE EXPRESS - SET OF TEN - 10ft Suspension Cable Kit | 234 | 2020-04-01
JL-0800-SH | SAFETY SNAP HOOKS - 2" - 24 PER PACKAGE | 55.5 | 2020-04-01
JL-0800-SH-B | SAFETY SNAP HOOKS - 2" - 100 PER PACKAGE | 171 | 2020-04-01
JL-0800-XX | #2 LION CHAIN - 200' - 115 LBS WORK LOAD | 136 | 2020-04-01
JM-0150-XX | SET BACK STAT - SCHWANK TRU TEMP | 194 | 2020-04-01
JM-0180-AA | SCREWS - TAMPER PROOF - TRU TEMP (2) | 9.1 | 2020-04-01
JM-0180-BB | TRU TEMP TAMPER PROOF TOOL | 85.1 | 2020-04-01
JM-0180-XX | TRU TEMP TAMPER PROOF SET (TOOL& SCREWS) | 89.8 | 2020-04-01
JM-0201-TS | 2-STAGE PATIO CONTROL: SINGLE SWITCH GANG | 83.7 | 2020-04-01
JM-0202-TS | 2-STAGE PATIO CONTROL: DOUBLE SWITCH GANG | 150 | 2020-04-01
JM-0203-TS | 2-STAGE PATIO CONTROL: TRIPLE SWITCH GANG | 215 | 2020-04-01
JM-0204-NT | PATIO PANEL (UP TO 4 ZONES) | 362 | 2020-04-01
JM-0208-NT | PATIO PANEL(UP TO 8 ZONES) | 454 | 2020-04-01
JM-0212-NT | PATIO PANEL (UP TO 12 ZONES) | 526 | 2020-04-01
JM-0300-AA | CONTROL CENTER R8285A1006B (REPLACES JM-0300-XX) | 144 | 2020-04-01
JM-0303-KT | 24V T-STAT FIELD MOUNTED T/X RELAY KIT | 149 | 2020-04-01
JM-0408-XX | ACP-8 ARENA CONTROL PANEL | 1613 | 2020-04-01
JM-0412-XX | ACP-12 ARENA CONTROL PANEL | 1737 | 2020-04-01
JM-0416-XX | ACP-16 ARENA CONTROL PANEL | 1894 | 2020-04-01
JM-0440-XX | 24 VOLT RED LIGHT - Tube Heater Burner | 11 | 2020-04-01
JM-0442-XX | 24 VOLT GREEN LIGHT - Tube Heater Burner | 16.7 | 2020-04-01
JM-0450-XX | RE-SET BUTTON | 19.2 | 2020-04-01
JM-0455-DD | TERMINAL BLOCK - 6 | 11.3 | 2020-04-01
JM-4032-XX | Electric Heater 1 Zone Analog Control 30-4032 | 742 | 2020-04-01
JM-4033-XX | Electric Heater 2 Zone Analog Control 30-4033 | 989 | 2020-04-01
JM-4034-XX | Electric Heater 3 Zone Analog Control 30-4034 | 1257 | 2020-04-01
JM-4035-XX | Electric Heater 4 Zone Analog Control 30-4035 | 1530 | 2020-04-01
JM-4045-XX | Electric Heater 1 Zone Analog Control c/w Timer 30-4045 | 959 | 2020-04-01
JM-4046-XX | Electric Heater 2 Zone Analog Control c/w Timer 30-4046 | 1212 | 2020-04-01
JM-4047-XX | Electric Heater 3 Zone Analog Control c/w Timer 30-4047 | 1479 | 2020-04-01
JM-4048-XX | Electric Heater 4 Zone Analog Control c/w Timer 30-4048 | 1754 | 2020-04-01
JM-4051-XX | Electric Heater 1 Relay Control Panel 30-4051 | 1434 | 2020-04-01
JM-4052-XX | Electric Heater 2 Relay Control Panel 30-4052 | 1874 | 2020-04-01
JM-4053-XX | Electric Heater 3 Relay Control Panel 30-4053 | 2376 | 2020-04-01
JM-4054-XX | Electric Heater 4 Relay Control Panel 30-4054 | 2878 | 2020-04-01
JM-4055-XX | Electric Heater 5 Relay Control Panel 30-4055 | 3482 | 2020-04-01
JM-4056-XX | Electric Heater 6 Relay Control Panel 30-4056 | 4076 | 2020-04-01
JM-4061-XX | Electric Heater 1 Relay Home Management Control Panel 30-4061 | 2547 | 2020-04-01
JM-4062-XX | Electric Heater 2 Relay Home Management Control Panel 30-4062 | 3518 | 2020-04-01
JM-4063-XX | Electric Heater 3 Relay Home Management Control Panel 30-4063 | 5231 | 2020-04-01
JM-4064-XX | Electric Heater 4 Relay Home Management Control Panel 30-4064 | 6064 | 2020-04-01
JM-4065-XX | Electric Heater 5 Relay Home Management Control Panel 30-4065 | 7902 | 2020-04-01
JM-4066-XX | Electric Heater 6 Relay Home Management Control Panel 30-4066 | 8713 | 2020-04-01
JM-4200-XX | Electric Heater INF Input Regulator: Single - Flush Mount c/w S/S Wall Plate and Deep Gang Box | 142 | 2020-04-01
JM-4205-XX | Electric Heater INF Input Regulator: Dual - Flush Mount c/w S/S Wall Plate and Deep Gang Box | 235 | 2020-04-01
JM-4210-XX | Electric Heater INF Input Regulator: Single - Flush Mount c/w Weatherproof Cover | 166 | 2020-04-01
JM-4215-XX | Electric Heater INF Input Regulator: Dual - Flush Mount c/w Weatherproof Cover | 269 | 2020-04-01
JM-4220-XX | Electric Heater INF Input Regulator: Single - Surface Mount c/w Weatherproof Gang Box and Cover | 182 | 2020-04-01
JM-4225-XX | Electric Heater INF Input Regulator: Dual - Surface Mount c/w Weatherproof Gang Box and Cover | 291 | 2020-04-01
JM-4300-XX | Electric Heater Switch Single Duplex - Flush Mount c/w S/S Wall Plate and Gang Box | 142 | 2020-04-01
JM-4305-XX | Electric Heater Switch Dual Duplex - Flush Mount c/w S/S Wall Plate and Deep Box | 235 | 2020-04-01
JM-4310-XX | Electric Heater Switch Single Duplex - Flush Mount c/w Weatherproof Cover | 166 | 2020-04-01
JM-4315-XX | Electric Heater Switch Dual Duplex - Flush Mount c/w Weatherproof Cover | 269 | 2020-04-01
JM-4320-XX | Electric Heater Switch Single Duplex - Surface Mount c/w Weatherproof Box and Cover | 182 | 2020-04-01
JM-4325-XX | Electric Heater Switch Dual Duplex - Surface Mount c/w Weatherproof Box and Cover | 291 | 2020-04-01
JM-4400-XX | Electric Heater Switch Single - Flush Mount c/w S/S Wall Plate and Deep Gang Box | 131 | 2020-04-01
JM-4405-XX | Electric Heater Switch Dual - Flush Mount c/w S/S Wall Plate and Deep Gang Box | 222 | 2020-04-01
JM-4410-XX | Electric Heater Switch Single - Flush Mount c/w Weatherproof Cover | 142 | 2020-04-01
JM-4415-XX | Electric Heater Switch Dual - Flush Mount c/w Weatherproof Cover | 257 | 2020-04-01
JM-4420-XX | Electric Heater Switch Single - Surface Mount c/w Weatherproof Gang Box and Cover | 166 | 2020-04-01
JM-4425-XX | Electric Heater Switch Dual - Surface Mount c/w Weatherproof Gang Box and Cover | 269 | 2020-04-01
JN-BM08-AN | Infrasave superTube Modulating Burner Kit, 80/60,000 BTUH NG, USA | 1640 | 2020-04-01 | NEW PRODUCT!
JN-BM11-AN | Infrasave superTube Modulating Burner Kit, 115/72,000 BTUH NG, USA | 1640 | 2020-04-01 | NEW PRODUCT!
JN-BM15-AN | Infrasave superTube Modulating Burner Kit, 155/100,000 BTUH NG, USA | 1720 | 2020-04-01 | NEW PRODUCT!
JN-BM20-AN | Infrasave superTube Modulating Burner Kit, 205/125,000 BTUH NG, USA | 1790 | 2020-04-01 | NEW PRODUCT!
JN-BM25-AN | Infrasave superTube Modulating Burner Kit, 250/160,000 BTUH NG, USA | 1860 | 2020-04-01 | NEW PRODUCT!
JN-BS05-AN | Infrasave superTube 1-Stage Burner Kit, 50,000 BTUH NG, USA | 1225 | 2020-04-01 | NEW PRODUCT!
JN-BS06-AN | Infrasave superTube 1-Stage Burner Kit, 65,000 BTUH NG, USA | 1225 | 2020-04-01 | NEW PRODUCT!
JN-BS08-AN | Infrasave superTube 1-Stage Burner Kit, 80,000 BTUH NG, USA | 1250 | 2020-04-01 | NEW PRODUCT!
JN-BS11-AN | Infrasave superTube 1-Stage Burner Kit, 115,000 BTUH NG, USA | 1250 | 2020-04-01 | NEW PRODUCT!
JN-BS13-AN | Infrasave superTube 1-Stage Burner Kit, 130,000 BTUH NG, USA | 1290 | 2020-04-01 | NEW PRODUCT!
JN-BS15-AN | Infrasave superTube 1-Stage Burner Kit, 155,000 BTUH NG, USA | 1290 | 2020-04-01 | NEW PRODUCT!
JN-BS18-AN | Infrasave superTube 1-Stage Burner Kit, 180,000 BTUH NG, USA | 1360 | 2020-04-01 | NEW PRODUCT!
JN-BS20-AN | Infrasave superTube 1-Stage Burner Kit, 205,000 BTUH NG, USA | 1360 | 2020-04-01 | NEW PRODUCT!
JN-BS22-AN | Infrasave superTube 1-Stage Burner Kit, 225,000 BTUH NG, USA | 1420 | 2020-04-01 | NEW PRODUCT!
JN-BS25-AN | Infrasave superTube 1-Stage Burner Kit, 250,000 BTUH NG, USA | 1420 | 2020-04-01 | NEW PRODUCT!
JN-BT05-AN | Infrasave superTube 2-Stage Burner Kit, 50/35,000 BTUH NG, USA | 1450 | 2020-04-01 | NEW PRODUCT!
JN-BT06-AN | Infrasave superTube 2-Stage Burner Kit, 65/45,000 BTUH NG, USA | 1450 | 2020-04-01 | NEW PRODUCT!
JN-BT08-AN | Infrasave superTube 2-Stage Burner Kit, 80/55,000 BTUH NG, USA | 1490 | 2020-04-01 | NEW PRODUCT!
JN-BT11-AN | Infrasave superTube 2-Stage Burner Kit, 115/75,000 BTUH NG, USA | 1490 | 2020-04-01 | NEW PRODUCT!
JN-BT13-AN | Infrasave superTube 2-Stage Burner Kit, 130/80,000 BTUH NG, USA | 1530 | 2020-04-01 | NEW PRODUCT!
JN-BT15-AN | Infrasave superTube 2-Stage Burner Kit, 155/90,000 BTUH NG, USA | 1530 | 2020-04-01 | NEW PRODUCT!
JN-BT18-AN | Infrasave superTube 2-Stage Burner Kit, 180/100,000 BTUH NG, USA | 1590 | 2020-04-01 | NEW PRODUCT!
JN-BT20-AN | Infrasave superTube 2-Stage Burner Kit, 205/120,000 BTUH NG, USA | 1590 | 2020-04-01 | NEW PRODUCT!
JN-BT22-AN | Infrasave superTube 2-Stage Burner Kit, 225/135,000 BTUH NG, USA | 1650 | 2020-04-01 | NEW PRODUCT!
JN-BT25-AN | Infrasave superTube 2-Stage Burner Kit, 250/150,000 BTUH NG, USA | 1650 | 2020-04-01 | NEW PRODUCT!
JO-0305-XX | IGNITOR/SENSOR PRIMO/SUPRA C/W 18" SEN. WIRE | 133 | 2020-04-01
JO-0370-CX | TILE - CERAMIC CERASCHWANK 14/4 EFFECT | 75.7 | 2020-04-01
JO-0384-KT | RED BATTERY CAP - PKG OF 10 - PARASOL PATIO | 85.1 | 2020-04-01
JO-0384-KT-J | RED BATTERY CAP - PKG OF 10 - 4000-J | 85.1 | 2020-04-01
JO-0384-XX-J | SPARK GENERATOR - 1.5V - JOIN | 94.4 | 2020-04-01
JP-1236-HS | WIRELESS REMOTE 4 BUTTON HANDSET / TRANSMITTER | 113 | 2020-04-01
JP-1236-KT | WIRELESS REMOTE CONTROL KEYPAD TRANSMITTER | 151 | 2020-04-01
JP-1236-RK | WIRELESS REMOTE CONTROL RECEIVER KIT- FIELD INSTALLED | 215 | 2020-04-01
JP-2033-XX | GROMMET (STRAIN RELIEF) | 2.2 | 2020-04-01
JP-2100-BF-K | FRAME WITH RIVETS FOR BURNER SCREEN 2100 | 75.7 | 2020-04-01
JP-2100-BS | BURNER SCREEN FOR 2100 | 101 | 2020-04-01
JP-2100-CB-K | 2100 / 2300 CEILING MOUNT KIT (18G 316S/S) | 162 | 2020-04-01
JP-2100-CF-K | FRAME WITH RIVETS FOR CONTROL SCREEN 2100 | 72 | 2020-04-01
JP-2100-CS | CONTROL SCREEN FOR 2100 | 59.9 | 2020-04-01
JP-2100-FP-S | IO-100 Faceplate Assembly Kit (316 S/S) | 229 | 2020-04-01
JP-2100-FP-SP | IO-100 Faceplate Assembly Kit (316 S/S) - Painted Black | 229 | 2020-04-01
JP-2100-MB | 2100 / IO-100 WALL MOUNT BRACKET | 206 | 2020-04-01
JP-2100-MB-SS | 2100 / IO-100 WALL MOUNT BRACKET - Stainless Steel | 252 | 2020-04-01
JP-2300-DF | 2300 / IO210 SERIES DOOR FASTENER | 6.6 | 2020-04-01
JP-2300-EN | PATIOSCHWANK 2300 END INSULATION | 12.9 | 2020-04-01
JP-2300-EP | PATIOSCHWANK 2300 END PLATE | 28.2 | 2020-04-01
JP-2300-HB | 2300/2100 HEATER MOUNTING BRACKET | 148 | 2020-04-01
JP-2300-IE | PATIOSCHWANK 2300 INSULATED END | 23.8 | 2020-04-01
JP-2300-MB | 2300 / IO-210 WALL MOUNT BRACKET | 206 | 2020-04-01
JP-2300-MB-SS | 2300 / IO-210 WALL MOUNT BRACKET - Stainless Steel | 218 | 2020-04-01
JP-2300-MK | 2100/2300 & IO-100/IO-210 MOUNTING ARM KIT | 304 | 2020-04-01
JP-2300-MK-SS | 2100/2300 & IO-100/IO-210 MOUNTING ARM KIT - Stainless Steel | 420 | 2020-04-01
JP-2300-PC | 2300 / IO 210 POLE CLAMP | 21.6 | 2020-04-01
JP-2300-PK | 2300 / IO 210 POLE MOUNTING KIT | 194 | 2020-04-01
JP-2300-PK-SS | 2300 / IO 210 POLE MOUNTING KIT - Stainless Steel | 207 | 2020-04-01
JP-2300-SD | PATIOSCHWANK 2300 SERVICE DOOR | 21 | 2020-04-01
JP-2300-SR | PATIOSCHWANK 2300 SCREEN RETAINER | 33.6 | 2020-04-01
JP-2313-CV | PATIOSCHWANK 2313 TOP COVER | 40.1 | 2020-04-01
JP-2315-BS-K | PATIOSCHWANK 2313-2315 BIRD SCREEN KIT | 126 | 2020-04-01
JP-2315-SC | PATIOSCHWANK 2313-2315 SS SCREEN | 882 | 2020-04-01
JP-2315-SS | PATIOSCHWANK 2313-2315 (316 SS) SCREEN | 882 | 2020-04-01
JP-2315-TN | HORIZONTAL INSULATION FOR 2315 | 54 | 2020-04-01
JP-2573-EK | DSI CONTROL KIT (FENWAL) - ECO | 182 | 2020-04-01
JP-2573-FK | DSI CONTROL KIT (FENWAL) - 2300/2100 | 182 | 2020-04-01
JP-2573-FW | DSI - FENWAL - 35-605506-017 - 24V - 2300/IO 210 | 146 | 2020-04-01
JP-2573-LP-KT | DSI - FENWAL - 35-605506-017 - LP - REPL KIT | 203 | 2020-04-01
JP-4001-BL | PATIO 4001/2 - 4401/2 BURNER ASSEMBLY - LP | 384 | 2020-04-01
JP-4001-BL-C | PATIO CONICAL BURNER ASS'Y-JOIN - LP | 719 | 2020-04-01
JP-4001-BL-J | PATIO 4000-L - 4400-L BURNER ASS'Y-JOIN - LP | 470 | 2020-04-01
JP-4001-BN | PATIO 4N11/2 - 44N1/2 BURNER ASSEMBLY - NG | 384 | 2020-04-01
JP-4001-BN-C | PATIO CONICAL BURNER ASS'Y-JOIN - NG | 699 | 2020-04-01
JP-4001-BN-J | PATIO 4000-N - 4400-N BURNER ASS'Y-JOIN - NG | 470 | 2020-04-01
JP-4001-XX-J | 4001/2-J HEATER BURNER BASE | 26.9 | 2020-04-01
JP-4002-XX-J | PATIO SERIES 4001/2 HEATER BASE SCREEN JOIN | 37 | 2020-04-01
JP-4003-XX | PATIO SERIES 4001/2 HEATER MANTLE BASE | 70.9 | 2020-04-01
JP-4005-LP-J | 4001/2-4401/2 GAS CONTROL KNOB-LP-JOIN Series | 13.4 | 2020-04-01
JP-4005-XX | PATIO SERIES 4001/2/5/6/8/9 HEATER KNOB | 13.6 | 2020-04-01
JP-4005-XX-J | 4N11/2-44N1/2 GAS CONTROL KNOB-NG-JOIN Series | 13.4 | 2020-04-01
JP-4007-ST-J | 4000-J HEATER GAS CONTROL - LP straight through | 128 | 2020-04-01
JP-4007-XN | PATIO SERIES 4000 HEATER GAS CONTROL - NG converted | 100 | 2020-04-01
JP-4007-XX | PATIO SERIES 4000 HEATER GAS CONTROL | 85.1 | 2020-04-01
JP-4007-XX-J | 4000-J HEATER GAS CONTROL - LP or NG | 106 | 2020-04-01
JP-4008-LP | PATIO SERIES 4001/2/3 HTR MAIN ORIFICE | 7.7 | 2020-04-01
JP-4009-CB | 4002/5 CONICAL BURNER DISK W/ HEAT SEPERATOR | 120 | 2020-04-01
JP-4009-OL-J | LP ORIFICE- 4000-J PATIO HEATER | 7.6 | 2020-04-01
JP-4009-XX | BURNER 4000 | 60.3 | 2020-04-01
JP-4010-CB | 4002/5 CONICAL MANTLE / FLAME SCREEN | 230 | 2020-04-01
JP-4010-XX | PATIO SERIES 4001/2 MANTLE | 251 | 2020-04-01
JP-4010-XX-J | 4001/2-J MANTLE c/w REFLECTOR SUPPORT STUDS | 89.8 | 2020-04-01
JP-4013-KT | SER.4000 WING NUT & WASHER KIT Set of 3 | 25.4 | 2020-04-01
JP-4013-KT-J | SERIES 4000 WING NUT & WASHER KIT Set of 3 (JOIN) | 25.4 | 2020-04-01
JP-4013-WB-J | SERIES 4000 WING BOLT & WASHER KIT Set of 3 (JOIN) | 28.5 | 2020-04-01
JP-4014-KT-J | SERIES 4000 WING NUT KIT Set of 12 | 32.6 | 2020-04-01
JP-4016-TS-J | SERIES 4000 TIP SWITCH - JOIN | 31.3 | 2020-04-01
JP-4016-XX-J | SERIES 4000 THERMOCOUPLE - JOIN (WITH PIN) | 32.6 | 2020-04-01
JP-4016-XX-J2 | SERIES 4000 THERMOCOUPLE - JOIN (WITH NUTS) 18" | 31.8 | 2020-04-01
JP-4017-KT | SERIES 4000 REFLECTOR SUPPORT SPACER KIT | 25.9 | 2020-04-01
JP-4017-KT-J | SERIES 4000 REFLECTOR SUPPORT SPACER KIT JOIN | 25.9 | 2020-04-01
JP-4018-KT | IGNITER/ELECTRODE/CABLE/THERMAL COAT KIT | 38.6 | 2020-04-01
JP-4018-KT-24J | IGNITER ELECTRODE/CABLE/THERMAL COAT KIT - 24V 4000-J (1/4") | 38.6 | 2020-04-01
JP-4018-KT-J | 4001/2-J IGNITER ELECTRODE/CABLE/THERMAL COAT KIT | 38.6 | 2020-04-01
JP-4018-XX | SERIES 4001/2/3 WIND BAFFLE | 7.7 | 2020-04-01
JP-4019-XX | PATIO 4001/2/3 SERIES GPOMMET LARGE | 4.3 | 2020-04-01
JP-401L-KL | BURNER HEAD KIT 4000/4400 LP - With Reflector | 514 | 2020-04-01
JP-4020-KT | SERIES 4001/2 RETRACTABLE WHEELS | 145 | 2020-04-01
JP-4020-KT-J | 4002-J WHEEL KIT POWDER COAT HEATERS | 37 | 2020-04-01
JP-4020-SK-J | 4001-J WHEEL KIT STAINLESS STEEL HEATERS | 51.5 | 2020-04-01
JP-4020-XX | PATIO 4000 SERIES REFLECTOR INNER | 528 | 2020-04-01
JP-4021-BK | SERIES 4001/2 BASE BLACK | 85.7 | 2020-04-01
JP-4021-SS | SERIES 4001 BASE STAINLESS STEEL | 178 | 2020-04-01
JP-4024-BK | SERIES 4001/2 SUPPORTS-BLACK-Set of 3 | 34.6 | 2020-04-01
JP-4024-BK-J | SERIES 4001/2-J SUPPORTS-BLACK-Set of 3 | 51 | 2020-04-01
JP-4024-SS | SERIES 4001/2 SUPPORTS-STAINLESS STEEL | 35.7 | 2020-04-01
JP-4024-SS-J | SERIES 4001/5 SUPPORTS-STAINLESS STEEL (SET OF 3) | 53.4 | 2020-04-01
JP-4025-XX | SERIES 4001/2/3 NUT & BOLT Set of 6 | 4.3 | 2020-04-01
JP-4027-BK | SERIES 4001/2 POST-BLACK | 118 | 2020-04-01
JP-4027-BK-J | 4001/2 POST-BLACK JOIN | 118 | 2020-04-01
JP-4027-SS | SERIES 4001/2 POST-STAINLESS STEEL | 149 | 2020-04-01
JP-4027-SS-J | Stainless Steel Post 4001 | 122 | 2020-04-01
JP-4028-HG-J | PATIO 4N11/2 CANNISTER/HOSE GROMMET (RB-105) - JOIN | 8.7 | 2020-04-01
JP-4029-RG | SERIES 4N11/2 NG REGULATOR | 29.6 | 2020-04-01
JP-4029-XX | SERIES 4001/2/3 REGULATOR & 12" HOSE | 57.6 | 2020-04-01
JP-4031-BK | SERIES 4001/2 CYLINDER HOUSING-BLACK | 194 | 2020-04-01
JP-4031-SS | SERIES 4001 CYLINDER HOUSING-STAINLESS | 294 | 2020-04-01
JP-4031-SS-J | SERIES 4001 CYLINDER HOUSING-STAINLESS-JOIN | 251 | 2020-04-01
JP-4034-KT | SERIES 4001/2/3 HEATER SCREW Set of 12 | 13.2 | 2020-04-01
JP-4042-KT | SERIES 4001/2/3 HEATER SCREW Set of 3 | 13.2 | 2020-04-01
JP-4055-JN | 4N11/12 INTERNAL HOSE- 3/8 x 45" 3/8 FM FLAIR x 3/8 FM FLAIR | 47.3 | 2020-04-01
JP-4058-BK | SERIES 4005/6 POST-BLACK | 178 | 2020-04-01
JP-4058-GR | SERIES 4005/6 POST - STAINLESS STEEL | 324 | 2020-04-01
JP-4060-XX | SERIES 4005/6 PLASTIC BASE COVER | 44.3 | 2020-04-01
JP-4062-BK | SERIES 4005/6 GROUND PLATE- BLACK | 100 | 2020-04-01
JP-4062-SS-J | SER.4N51-J BASE PLATE-STAINLESS STEEL | 118 | 2020-04-01
JP-4070-CB | 4000 SERIES ONE PIECE REFLECTOR - 32" | 128 | 2020-04-01
JP-4089-XX | Base weight for 4005 portable heater 18.25lbs | 37 | 2020-04-01
JP-4PST-SS | S/S SINGLE POST FOR PS-4SN5-CB & PS-4SL5-CB | 210 | 2020-04-01
JP-4SN5-CB | S/S N.G. BURNER & BASE FOR PS-4SN5-CB | 827 | 2020-04-01
JP-S300-EP | IO-210 Series END PLATE S/S | 45.3 | 2020-04-01
JP-S300-PE | IO-210 Series PIPE END S/S | 46.9 | 2020-04-01
JP-S300-SD | IO-210 Series SERVICE DOOR S/S | 38.5 | 2020-04-01
JS-0500-SS-P | S/S TUBE SWAGED - STEEL FLANGE (C/W SIGHT GLASS) | 436 | 2020-04-01
JS-0500-SW | STAINLESS STEEL TUBE SWAGED | 396 | 2020-04-01
JS-0500-XX-P | S/S TUBE - STEEL FLANGE (C/W SIGHT GLASS) NO SWAGE | 436 | 2020-04-01
JS-0500-ZZ | FLANGE ADAPTER 4" STS 60-200 | 91 | 2020-04-01
JS-0501-CW-P | ALUMINIZED TUBE/FLANGE/SENSOR HOLE cw | 328 | 2020-04-01
JS-0501-PA-P | ALUMINIZED TUBE W/FLANGE PAINTED | 368 | 2020-04-01
JS-0501-PW | FLANGE ADAPTER 4" SPW/IWP 60-200 PAINTED | 78 | 2020-04-01
JS-0501-SK | ALUMINIZED TUBE 10' SWAGED c/w 1/4" hole, rivet + coupler | 284 | 2020-04-01
JS-0501-SW | ALUMINIZED TUBE 10' SWAGED | 257 | 2020-04-01
JS-0501-SW-P | ALUMINIZED TUBE W/FLANGE SWAGED 60-155 | 347 | 2020-04-01
JS-0501-XX-P | ALUMINIZED TUBE W/FLANGE | 347 | 2020-04-01
JS-0501-ZZ | ADAPTER FLANGE 4" STSp 60-200 | 67 | 2020-04-01
JS-0502-BU | REFLECTOR WIDE 24" X 120" | 145 | 2020-04-01
JS-0502-BU-5 | REFLECTOR WIDE 24" X 60" | 139 | 2020-04-01
JS-0502-EM | REFLECTOR 18"x120" | 120 | 2020-04-01
JS-0502-EM-S | REFLECTOR 18"x120" S/S | 339 | 2020-04-01
JS-0502-ES | SE SERIES REFLECTOR END CAP | 16.7 | 2020-04-01
JS-0502-ES-S | -SX TUBE KIT REFLECTOR END CAP S/S | 69.5 | 2020-04-01
JS-0502-GR | BLACK TUXEDO GRILL | 196 | 2020-04-01
JS-0502-HE | REFLECTOR ASSEMBLY- ULTRASCHWANK - 116" | 352 | 2020-04-01
JS-0502-JZ | ALUMINIZED REFLECTOR 24"x116" -JZ, IQ, IW | 138 | 2020-04-01
JS-0502-ND | U REFLECTOR END CAP | 26.9 | 2020-04-01
JS-0502-SS | STAINLESS STEEL REFLECTOR 24"x123" | 145 | 2020-04-01
JS-0502-ST-S | STAINLESS STEEL REFLECTOR 24"x116" | 339 | 2020-04-01
JS-0502-SZ | 116" REFLECTOR S/S | 339 | 2020-04-01
JS-0502-UL | -UL TUBE KIT REFLECTOR END CAP | 16.7 | 2020-04-01
JS-0502-UR | P40U SERIES REFLECTOR | 145 | 2020-04-01
JS-0502-UR-GK | P40 SERIES - ZINC COATED PROTECTIVE GUARD KIT | 241 | 2020-04-01
JS-0502-UR-R | P40R SERIES REFLECTOR | 145 | 2020-04-01
JS-0502-UT | P40U SERIES REFLECTOR END CAP | 22.4 | 2020-04-01
JS-0502-UT-R | P40U SERIES REFLECTOR END CAP | 18.3 | 2020-04-01
JS-0503-AA | ALUMINIZED STS REFLECTOR 24"x60" | 120 | 2020-04-01
JS-0503-UL | REFLECTOR CAP 90° ELBOW ULTRA | 131 | 2020-04-01
JS-0503-US | REFLECTOR CAP 90° ELBOW STSp-UA | 75.7 | 2020-04-01
JS-0503-ZZ | ALUMINIZED REFLECTOR STSP 24"x60" | 145 | 2020-04-01
JS-0504-JZ | REFLECTOR ANGLE MOUNT ADAPTER 90/180° ELBOW -JZ/IQ | 21.7 | 2020-04-01
JS-0504-KT | Reflector Angle Mount Adapter Kit w/Fastening Hardware | 63.6 | 2020-04-01
JS-0504-WP | OUTER BURNER STS WP | 149 | 2020-04-01
JS-0504-XX | OUTER BURNER ASSEMBLY | 131 | 2020-04-01
JS-0505-EH | SMALL WIRE HANGER | 25.2 | 2020-04-01
JS-0505-JZ | WEBBED TUBE HANGER - JZ, IQ | 19.2 | 2020-04-01
JS-0505-SH | PLATE HANGER S/S | 38.6 | 2020-04-01
JS-0505-SR | REFLECTOR END PLATE S/S | 41.2 | 2020-04-01
JS-0505-SS | STAINLESS STEEL END PLATE | 94.4 | 2020-04-01
JS-0505-SZ | WEBBED TUBE HANGER S/S - JZ, IQ | 79 | 2020-04-01
JS-0505-UH | WIRE HANGER + CROSS BEAM + 4" TUBE "U" BRACKET | 55.5 | 2020-04-01
JS-0505-UL | WIRE SUSPENSION HANGER UL | 55.5 | 2020-04-01
JS-0505-UW | WIRE HANGER ULTRA | 25.2 | 2020-04-01
JS-0505-WR | WIRE HANGER DEEP REFLECTOR | 25.4 | 2020-04-01
JS-0506-JZ | END PLATE HANGER - JZ, IQ | 30 | 2020-04-01
JS-0506-RB | REFLECTOR BRACE | 11.7 | 2020-04-01
JS-0506-SB | REFLECTOR BRACE S/S | 15.1 | 2020-04-01
JS-0506-SZ | END PLATE HANGER S/S - JZ, IQ | 79 | 2020-04-01
JS-0506-UH-R | PLATE HANGER 40-R "U" TUBE | 40 | 2020-04-01
JS-0506-XX | REFLECTOR STABILIZER | 5.6 | 2020-04-01
JS-0508-JZ | ELBOW KIT - 90° MODULAR - JZ, SYSTEM | 221 | 2020-04-01
JS-0508-JZ-2 | ELBOW KIT - 90° MODULAR - STAINLESS STEEL | 573 | 2020-04-01
JS-0508-SM | ELBOW KIT - 90 DEG - SEM & IT | 164 | 2020-04-01
JS-0508-SST | ELBOW KIT - 90 DEG - SUPERTUBE MODELS | 260 | 2020-04-01 | NEW PRODUCT!
JS-0508-XX | ELBOW KIT - ALUM. STEEL - 90 DEG- STSP | 194 | 2020-04-01
JS-0509-KT | SIDE REFLECTOR - 10" X 9' 8" w/ 'S' Hooks | 66 | 2020-04-01
JS-0510-KT | BURNER HEAD KIT - STSp 45-80 | 166 | 2020-04-01
JS-0510-LP | BURNER HEAD - 60-80 | 150 | 2020-04-01
JS-0510-LP-45 | BURNER HEAD 45,000 - w. center hole | 55.7 | 2020-04-01
JS-0511-SW-P | TUBE - PAINTED ALUMINIZED - SWAGED | 261 | 2020-04-01
JS-0511-XX-P | TUBE - PAINTED ALUM - NO FLANGE | 261 | 2020-04-01
JS-0512-CA | BURNER CUP - CAST ALUMINUM | 81.5 | 2020-04-01
JS-0512-KT | BURNER HEAD KIT - STSp - 110-200 | 166 | 2020-04-01
JS-0512-UL | BURNER CUP - CAST ALUMINUM | 81.5 | 2020-04-01
JS-0512-XX | BURNER HEAD - LARGE | 150 | 2020-04-01
JS-0513-BU | U TUBE - TURN AROUND BOX | 246 | 2020-04-01
JS-0515-SW | STEEL TUBE 10' SWAGED | 175 | 2020-04-01
JS-0515-SW-5 | PAINTED STEEL TUBE 5' SWAGED | 178 | 2020-04-01
JS-0515-SW-5S | STEEL TUBE 5' SWAGED | 144 | 2020-04-01
JS-0515-SW-P | PAINTED STEEL TUBE 10' SWAGED | 195 | 2020-04-01
JS-0515-XX-P | PAINTED STEEL TUBE 10' | 175 | 2020-04-01
JS-0518-FW | HI VOLTAGE WIRE - FENWAL TUBE - (24") | 16.6 | 2020-04-01
JS-0518-XX | HI VOLTAGE WIRE - (24") | 16.6 | 2020-04-01
JS-0520-AZ-P | STSP 6" REFLECTOR SLIDE | 26.9 | 2020-04-01
JS-0521-XX | FLUE PIPE ADAPTER | 13.2 | 2020-04-01
JS-0527-AX | NUTS & BOLTS 5/16" | 3.8 | 2020-04-01
JS-0527-JZ | REFLECTOR FASTENER KIT 10' JZ-IQ | 3.6 | 2020-04-01
JS-0527-XX | NUTS (CAN) STS | 9.6 | 2020-04-01
JS-0532-SE | FAI ADAPTER | 55.5 | 2020-04-01
JS-0532-VC | FRESH AIR INTAKE VENT CAP | 25.8 | 2020-04-01
JS-0533-LG | TURBULATOR 10' | 43.1 | 2020-04-01
JS-0533-SH | TURBULATOR SHORT 4' | 28.2 | 2020-04-01
JS-0533-SK | TURBULATOR 39" x 2" STAINLESS STEEL | 70.4 | 2020-04-01
JS-0533-SL | TURBULATOR 8' x 2" STAINLESS STEEL | 82.7 | 2020-04-01
JS-0533-SS | TURBULATOR 5' x 1.25" STAINLESS STEEL | 42.8 | 2020-04-01
JS-0533-UA | TURBULATOR 2' | 28.1 | 2020-04-01
JS-0533-UG | TURBULATOR 6' | 31.8 | 2020-04-01
JS-0534-SS | TURBULATOR 5' 45000 7 PLATES | 149 | 2020-04-01
JS-0535-XX | S/S STAMPED TURBULATOR - 100MBH | 149 | 2020-04-01
JS-0536-GA | GASKET - OBSERVATION PORT | 7.8 | 2020-04-01
JS-0536-PK | OBSERVATION PORT ASSEMBLY PAINTED | 23 | 2020-04-01
JS-0536-SK | OBSERVATION PORT ASSEMBLY S/S | 27.2 | 2020-04-01
JS-0536-XX | GLASS SIGHT ASSEMBLY TUBE HEATER | 20.1 | 2020-04-01
JS-0555-TC | CONV. KIT ITT-80/60 - NG TO LP | 58.4 | 2020-04-01
JS-0555-TD | CONV. KIT ITT-80/60 - LP TO NG | 58.4 | 2020-04-01
JS-0555-TG | CONV. KIT ITT-110/75 - NG TO LP | 58.4 | 2020-04-01
JS-0555-TH | CONV. KIT ITT-110/75 - LP TO NG | 58.4 | 2020-04-01
JS-0555-TK | CONV. KIT ITT-130/90 - NG TO LP | 58.4 | 2020-04-01
JS-0555-TL | CONV. KIT ITT-130/90 - LP TO NG | 58.4 | 2020-04-01
JS-0555-TO | CONV. KIT ITT-155/110 - NG TO LP | 58.4 | 2020-04-01
JS-0555-TP | CONV. KIT ITT-155/110 - LP TO NG | 58.4 | 2020-04-01
JS-0555-XA | CONVERSION KIT PU40 - 40 MBH NG TO LP | 34.2 | 2020-04-01
JS-0555-XB | CONVERSION KIT PU40 - 40 MBH LPTO NG | 34.2 | 2020-04-01
JS-0556-XC | CONV. KIT STS/IQ, STR/IRB 45-X1, NG TO LP | 66 | 2020-04-01
JS-0556-XE | CONV. KIT S100/ITB 45, NG TO LP | 49.9 | 2020-04-01
JS-0556-XF | CONV. KIT S100/ITB 45, LP TO NG | 49.9 | 2020-04-01
JS-0557-XX | CONVERSION KIT IQ-60 NG TO LP | 34.2 | 2020-04-01
JS-0558-XX | CONVERSION KIT IQ-60 LP TO NG | 34.2 | 2020-04-01
JS-0559-XX | CONVERSION KIT IQ-80 NG TO LP | 34.2 | 2020-04-01
JS-0560-XX | CONVERSION KIT IQ-80 LP TO NG | 34.2 | 2020-04-01
JS-0561-XB | CONVERSION KIT -FB-110, -B-110 NG TO LP | 153 | 2020-04-01
JS-0561-XX | CONVERSION KIT IQ-110 NG TO LP | 34.2 | 2020-04-01
JS-0562-XB | CONVERSION KIT -FB-110, -B-110 LP TO NG | 119 | 2020-04-01
JS-0562-XX | CONVERSION KIT IQ-110 LP TO NG | 34.2 | 2020-04-01
JS-0563-XB | CONVERSION KIT -FB-130, -B-130 NG TO LP | 58.7 | 2020-04-01
JS-0563-XX | CONVERSION KIT IQ-130 NG TO LP | 34.2 | 2020-04-01
JS-0564-XB | CONVERSION KIT -FB-130, -B-130 LP TO NG | 58.7 | 2020-04-01
JS-0564-XX | CONVERSION KIT IQ-130 LP TO NG | 34.2 | 2020-04-01
JS-0565-XX | CONVERSION KIT IQ-150 NG TO LP | 34.2 | 2020-04-01
JS-0566-XX | CONVERSION KIT IQ-155 LP TO NG | 34.2 | 2020-04-01
JS-0567-AA | CONVERSION KIT STSp-175 NG TO LP | 34.2 | 2020-04-01
JS-0567-AS | CONVERSION KIT VR8205H S.O. VALVE -175 NG TO LP | 119 | 2020-04-01
JS-0567-BB | CONVERSION KIT STSp-175 LP TO NG | 34.2 | 2020-04-01
JS-0567-BS | CONVERSION KIT VR8205K S.O. VALVE -175 LP TO NG | 116 | 2020-04-01
JS-0567-CC | CONVERSION KIT STSp-200 NG TO LP | 34.2 | 2020-04-01
JS-0567-CS | CONVERSION KIT VR8205H S.O. VALVE 200 NG TO LP | 74.4 | 2020-04-01
JS-0567-DD | CONVERSION KIT STSp-200 LP TO NG | 34.2 | 2020-04-01
JS-0567-DS | CONVERSION KIT VR8205K S.O. VALVE 200 LP TO NG | 59.5 | 2020-04-01
JS-0567-SL | CONV. KIT 175-S NG TO LP | 166 | 2020-04-01
JS-0567-SN | CONV. KIT I175-S LP TO NG | 126 | 2020-04-01
JS-0568-CC | THERMOSTAT RELAY 24V | 24.4 | 2020-04-01
JS-0568-KT | RELAY FIELD INSTALLAT KIT 24 V | 51.5 | 2020-04-01
JS-0569-DT | DIGITAL TWO STAGE THERMOSTAT - 24 volt Luminous | 294 | 2020-04-01
JS-0569-MT | MODULATING THERMOSTAT ZONEPRO | 425 | 2020-04-01 | NEW PRODUCT!
JS-0569-WR | 24 volt Luminous DIGITAL THERMOSTAT | 91.3 | 2020-04-01
JS-0569-WR-P | 24 volt Luminous 5/2 Day Programmable DIGITAL THERMOSTAT | 95.2 | 2020-04-01
JS-0570-TT | MOISTURE PROOF NEMA 4X TWO STAGE THERMOSTAT (TH109) | 222 | 2020-04-01
JS-0570-XX | MOISTURE PROOF THERMOSTAT (F1092) | 132 | 2020-04-01
JS-0572-SG | P.V.C. TUBING SINGLE PIECE 1/4" x 20" | 9.9 | 2020-04-01
JS-0572-XX | P.V.C. TUBING SET (19" & 22") | 16 | 2020-04-01
JS-0573-FH | WIRING HARNESS - FENWAL - SE SERIES | 26.9 | 2020-04-01
JS-0573-RP | DSI CONTROL FENWAL120V BOARD REPL KIT SE | 396 | 2020-04-01
JS-0575-UL | AIR PROVING SWITCH - .70" W.C. | 35.9 | 2020-04-01
JS-0575-XX | AIR PROVING SWITCH - .20" W.C. | 35.9 | 2020-04-01
JS-0575-YY | AIR PROVING SWITCH - .65" W.C. | 35.9 | 2020-04-01
JS-0575-ZB | AIR PROVING SWITCH - .90" W.C. | 35.9 | 2020-04-01
JS-0575-ZC | AIR PROVING SWITCH - .80" W.C. | 35.9 | 2020-04-01
JS-0576-AA | AIR PROVING SWITCH - .85" W.C. | 35.9 | 2020-04-01
JS-0576-UA | AIR PROVING SWITCH - .85" W.C. | 35.9 | 2020-04-01
JS-0576-UG | AIR PROVING SWITCH - 1.00" W.C. | 35.9 | 2020-04-01
JS-0576-UL | AIR PROVING SWITCH - 1.10" W.C. | 35.9 | 2020-04-01
JS-0576-UX | AIR PROVING SWITCH - .48" W.C. | 35.9 | 2020-04-01
JS-0576-UY | AIR PROVING SWITCH - .30" W.C. | 35.9 | 2020-04-01
JS-0576-UZ | AIR PROVING SWITCH - .67" W.C. | 35.9 | 2020-04-01
JS-0576-XX | AIR PROVING SWITCH .- 48" W.C. | 35.9 | 2020-04-01
JS-0576-XY | AIR PROVING SWITCH .- 1.15" W.C. 175-S | 35.9 | 2020-04-01
JS-0576-YY | AIR PROVING SWITCH - .30" W.C. | 35.9 | 2020-04-01
JS-0577-RR | BLOCKED FLUE SWITCH .46" W.C. (TWO ORIFICES) | 35.9 | 2020-04-01
JS-0577-SS | BLOCKED FLUE SWITCH .58" W.C. | 35.9 | 2020-04-01
JS-0577-TS | BLOCKED FLUE SWITCH .80" W.C. | 35.9 | 2020-04-01
JS-0577-TT | BLOCKED FLUE SWITCH .60" W.C. | 35.9 | 2020-04-01
JS-0577-TU | BLOCKED FLUE SWITCH .36" W.C. TWO STAGE 80/60 NG | 35.9 | 2020-04-01
JS-0577-UA | BLOCKED FLUE SWITCH .86" W.C. | 35.9 | 2020-04-01
JS-0577-UL | BLOCKED FLUE SWITCH .74" W.C. | 35.9 | 2020-04-01
JS-0577-US | BLOCKED FLUE SWITCH .58" W.C. | 35.9 | 2020-04-01
JS-0577-UW | BLOCKED FLUE SWITCH 1.33" W.C. | 35.9 | 2020-04-01
JS-0577-UZ | BLOCKED FLUE SWITCH 1.41" W.C. | 35.9 | 2020-04-01
JS-0577-XY | BLOCKED FLUE SWITCH 1.20" W.C. 175-S | 35.9 | 2020-04-01
JS-0577-YA | BLOCKED FLUE SWITCH .70" W.C. | 35.9 | 2020-04-01
JS-0577-YY | BLOCKED FLUE SWITCH .90" W.C. | 35.9 | 2020-04-01
JS-0577-ZZ | BLOCKED FLUE SWITCH 1.41" W.C. | 35.9 | 2020-04-01
JS-0578-UL | BLOCKED FLUE SWITCH 1.03" W.C. | 35.9 | 2020-04-01
JS-0578-XX | OUTLET BLOWER GASKET | 6 | 2020-04-01
JS-0579-AK | KIT - BLOWER & TWO GASKETS - STSp | 270 | 2020-04-01
JS-0579-AK-B | KIT - BLOWER & TWO GASKETS - STSp - BULK PACK OF 8 | 1831 | 2020-04-01
JS-0579-BC | CARTON - BLOWER | 2.9 | 2020-04-01
JS-0579-ZK | KIT - BLOWER 1/20 HP - 120Vac - 200 MBH / TWO GASKETS | 295 | 2020-04-01
JS-0583-15 | FLANGE - INTAKE ADAPTOR STAINLESS STEEL | 108 | 2020-04-01
JS-0583-15-P | FLANGE - INTAKE ADAPTOR PAINTED | 75.7 | 2020-04-01
JS-0588-XX | ELBOW FITTING - 90 DEGREE STREET | 7.8 | 2020-04-01
JS-0590-XX | NIPPLE - 1/2" x 4" | 7.8 | 2020-04-01
JS-0591-WP | GASKET WP BURNER HEAD/TUBE | 12.5 | 2020-04-01
JS-0591-XX | GASKET FOR STSP FLANGE ADAPTOR | 9.6 | 2020-04-01
JS-0591-XY | FLAME RECTIFIER 175-S LP | 14.5 | 2020-04-01
JS-0592-AR | Burner air restrictor - 45R | 14.5 | 2020-04-01
JS-0592-RR | FLAME RECTIFIER 40-R | 25.8 | 2020-04-01
JS-0592-RT | FLAME RECTIFIER 110 / 125,000 | 25.8 | 2020-04-01
JS-0592-RX | FLAME RECTIFIER 200-S LP | 25.8 | 2020-04-01
JS-0593-LP | EQUALIZER PLATE 37 HOLES - (45 LP) | 14.5 | 2020-04-01
JS-0593-XL | EQUALIZER PLATE 29 HOLES - (SERIES X1- 45 LP) | 14.5 | 2020-04-01
JS-0593-XX | PLATE EQUALIZER OUTLET- (60 TO 200) | 14.5 | 2020-04-01
JS-0593-XY | EQUALIZER PLATE 175-S LP | 14.5 | 2020-04-01
JS-0593-XZ | EQUALIZER PLATE 175 LP | 14.5 | 2020-04-01
JS-0594-ST | BLOWER REST. RING w/ FLANGE - STSp 60 | 30.5 | 2020-04-01
JS-0595-AA | BLOWER RING w/ FLANGE - STSp110-200 | 30 | 2020-04-01
JS-0595-EA | BLOWER RING - w/1/2" BIRD SCREEN SE LARG | 17.7 | 2020-04-01
JS-0595-EP | BLOWER INLET REST. PLATE - 80 (1-3/4" HOLE) | 21.1 | 2020-04-01
JS-0595-SP | BLOWER REST. RING w/ FLANGE - STSp 80 | 30.2 | 2020-04-01
JS-0596-AA | BURNER CUP AIR REST. RING 9/32" | 15 | 2020-04-01
JS-0596-XX | BURNER CUP AIR REST. RING .375 | 15 | 2020-04-01
JS-0597-XX | BURNER CUP AIR REST. RING .500 | 15 | 2020-04-01
JS-0597-XY | BURNER CUP AIR REST. RING 175-S | 15 | 2020-04-01
JS-0601-WP | GASKET WP INTAKE | 9.4 | 2020-04-01
JS-0611-XX | SINGLE TUBE CARTON | 20.3 | 2020-04-01
JS-0612-XX | TOP CARTON TRAY | 31.2 | 2020-04-01
JS-0613-XX | BOTTOM CARTON TRAY | 31.2 | 2020-04-01
JS-0619-XX | TUBE KIT SKID 127" X 42" | 103 | 2020-04-01
JS-0625-CA | TUBE HEATER BURNER CARTON | 14.4 | 2020-04-01
JS-0703-DM | GAS ORIFICE LOW INTENSITY HTR 3 DMS | 7.8 | 2020-04-01
JS-0704-DM | GAS ORIFICE LOW INTENSITY HTR 4 DMS | 7.8 | 2020-04-01
JS-0705-DM | GAS ORIFICE LOW INTENSITY HTR 5 DMS | 7.8 | 2020-04-01
JS-0709-DM | GAS ORIFICE LOW INTENSITY HTR 9 DMS | 7.8 | 2020-04-01
JS-070E-NS | GAS ORIFICE LOW INTENSITY HTR. E | 7.8 | 2020-04-01
JS-0710-DM | GAS ORIFICE LOW INTENSITY HTR 19/64" | 7.8 | 2020-04-01
JS-0711-DM | GAS ORIFICE LOW INTENSITY HTR 11 DMS | 7.8 | 2020-04-01
JS-0713-DM | GAS ORIFICE LOW INTENSITY HTR 13 DMS | 7.8 | 2020-04-01
JS-0713-IN | GAS ORIFICE LOW INTENSITY HTR 1/8 inch | 7.8 | 2020-04-01
JS-0714-DM | GAS ORIFICE LOW INTENSITY HTR 14 DMS | 7.8 | 2020-04-01
JS-0714-IN | GAS ORIFICE LOW INTENSITY HTR 9/64 inch | 7.8 | 2020-04-01
JS-0718-DM | GAS ORIFICE LOW INTENSITY HTR 18 DMS | 7.8 | 2020-04-01
JS-0719-DM | GAS ORIFICE LOW INTENSITY HTR 19 DMS | 7.8 | 2020-04-01
JS-0719-IN | GAS ORIFICE LOW INTENSITY HTR 3/16 inch | 7.8 | 2020-04-01
JS-0720-DM | GAS ORIFICE LOW INTENSITY HTR 20 DMS | 7.8 | 2020-04-01
JS-0720-IN | GAS ORIFICE LOW INTENSITY HTR 13/64 inch | 7.8 | 2020-04-01
JS-0721-DM | GAS ORIFICE LOW INTENSITY HTR 21 DMS | 7.8 | 2020-04-01
JS-0723-DM | GAS ORIFICE LOW INTENSITY HTR 23 DMS | 7.8 | 2020-04-01
JS-0724-DM | GAS ORIFICE LOW INTENSITY HTR 24 DMS | 7.8 | 2020-04-01
JS-0725-DM | GAS ORIFICE LOW INTENSITY HTR 25 DMS | 7.8 | 2020-04-01
JS-0725-IN | GAS ORIFICE LOW INTENSITY HTR 1/4 inch | 7.8 | 2020-04-01
JS-0726-DM | GAS ORIFICE LOW INTENSITY HTR 26 DMS | 7.8 | 2020-04-01
JS-0727-DM | GAS ORIFICE LOW INTENSITY HTR 27 DMS | 7.8 | 2020-04-01
JS-0728-DM | GAS ORIFICE LOW INTENSITY HTR 28 DMS | 7.8 | 2020-04-01
JS-0728-IN | GAS ORIFICE LOW INTENSITY HTR 7.2 MM | 7.8 | 2020-04-01
JS-0729-DM | GAS ORIFICE LOW INTENSITY HTR 29 DMS | 7.8 | 2020-04-01
JS-0730-DM | GAS ORIFICE LOW INTENSITY HTR 30 DMS | 7.8 | 2020-04-01
JS-0730-IN | GAS ORIFICE LOW INTENSITY HTR 19/64 inch | 7.8 | 2020-04-01
JS-0731-DM | GAS ORIFICE LOW INTENSITY HTR 31 DMS | 7.8 | 2020-04-01
JS-0732-DM | GAS ORIFICE LOW INTENSITY HTR 32 DMS | 7.8 | 2020-04-01
JS-0733-DM | GAS ORIFICE LOW INTENSITY HTR 33 DMS | 7.8 | 2020-04-01
JS-0733-MM | GAS ORIFICE LOW INTENSITY HTR 3.3 MM | 7.8 | 2020-04-01
JS-0734-DM | GAS ORIFICE LOW INTENSITY HTR 34 DMS | 7.8 | 2020-04-01
JS-0734-MM | GAS ORIFICE LOW INTENSITY HTR 3.4 MM | 7.8 | 2020-04-01
JS-0735-DM | GAS ORIFICE LOW INTENSITY HTR 35 DMS | 7.8 | 2020-04-01
JS-0735-MM | GAS ORIFICE LOW INTENSITY HTR 3.5 MM | 7.8 | 2020-04-01
JS-0736-DM | GAS ORIFICE LOW INTENSITY HTR 36 DMS | 7.8 | 2020-04-01
JS-0738-DM | GAS ORIFICE LOW INTENSITY HTR 38 DMS | 7.8 | 2020-04-01
JS-0739-DM | GAS ORIFICE LOW INTENSITY HTR 39 DMS | 7.8 | 2020-04-01
JS-0740-DM | GAS ORIFICE LOW INTENSITY HTR 40 DMS | 7.8 | 2020-04-01
JS-0741-DM | GAS ORIFICE LOW INTENSITY HTR 41 DMS | 7.8 | 2020-04-01
JS-0742-DM | GAS ORIFICE LOW INTENSITY HTR 42 DMS | 7.8 | 2020-04-01
JS-0742-MM | GAS ORIFICE LOW INTENSITY HTR 4.2 MM | 7.8 | 2020-04-01
JS-0743-DM | GAS ORIFICE LOW INTENSITY HTR 43 DMS | 7.8 | 2020-04-01
JS-0744-DM | GAS ORIFICE LOW INTENSITY HTR 44 DMS | 7.8 | 2020-04-01
JS-0745-DM | GAS ORIFICE LOW INTENSITY HTR 45 DMS | 7.8 | 2020-04-01
JS-0746-DM | GAS ORIFICE LOW INTENSITY HTR 46 DMS | 7.8 | 2020-04-01
JS-0748-DM | GAS ORIFICE LOW INTENSITY HTR 48 DMS | 7.8 | 2020-04-01
JS-0749-DM | GAS ORIFICE LOW INTENSITY HTR 49 DMS | 7.8 | 2020-04-01
JS-0750-DM | GAS ORIFICE LOW INTENSITY HTR 50 DMS | 7.8 | 2020-04-01
JS-0750-MM | GAS ORIFICE LOW INTENSITY HTR 5.0 MM | 7.8 | 2020-04-01
JS-0751-MM | GAS ORIFICE LOW INTENSITY HTR 5.1 MM | 7.8 | 2020-04-01
JS-0752-MM | GAS ORIFICE LOW INTENSITY HTR 5.2 MM | 7.8 | 2020-04-01
JS-0755-MM | GAS ORIFICE LOW INTENSITY HTR 5.5 MM | 7.8 | 2020-04-01
JS-0756-MM | GAS ORIFICE LOW INTENSITY HTR 5.6 MM | 7.8 | 2020-04-01
JS-0757-MM | GAS ORIFICE LOW INTENSITY HTR 5.7 MM | 7.8 | 2020-04-01
JS-0758-DM | GAS ORIFICE LOW INTENSITY HTR 58 DMS | 7.8 | 2020-04-01
JS-0758-MM | GAS ORIFICE LOW INTENSITY HTR 5.8 MM | 7.8 | 2020-04-01
JS-0759-MM | GAS ORIFICE LOW INTENSITY HTR 5.9 MM | 7.8 | 2020-04-01
JS-0760-MM | GAS ORIFICE LOW INTENSITY HTR 6.0 MM | 7.8 | 2020-04-01
JS-0761-MM | GAS ORIFICE LOW INTENSITY HTR 6.1 MM | 7.8 | 2020-04-01
JS-0762-MM | GAS ORIFICE LOW INTENSITY HTR 6.2 MM | 7.8 | 2020-04-01
JS-0763-MM | GAS ORIFICE LOW INTENSITY HTR 6.3 MM | 7.8 | 2020-04-01
JS-0764-MM | GAS ORIFICE LOW INTENSITY HTR 6.4 MM | 7.8 | 2020-04-01
JS-0765-MM | GAS ORIFICE LOW INTENSITY HTR 6.5 MM | 7.8 | 2020-04-01
JS-0766-MM | GAS ORIFICE LOW INTENSITY HTR 6.6 MM | 7.8 | 2020-04-01
JS-0767-MM | GAS ORIFICE LOW INTENSITY HTR 6.7 MM | 7.8 | 2020-04-01
JS-0770-MM | GAS ORIFICE LOW INTENSITY HTR 7.0 MM | 7.8 | 2020-04-01
JS-0771-MM | GAS ORIFICE LOW INTENSITY HTR 7.1 MM | 7.8 | 2020-04-01
JS-0772-MM | GAS ORIFICE LOW INTENSITY HTR 7.2 MM | 7.8 | 2020-04-01
JS-0773-MM | GAS ORIFICE LOW INTENSITY HTR 7.3 MM | 7.8 | 2020-04-01
JS-0774-MM | GAS ORIFICE LOW INTENSITY HTR 7.4 MM | 7.8 | 2020-04-01
JS-200L-RK | 200,000 Btuh LP FIELD ADJUSTMENT KIT | 83.9 | 2020-04-01
JS-200N-RK | 200,000 Btuh NG FIELD ADJUSTMENT KIT | 83.9 | 2020-04-01
JV-2342-YY | PRESSURE SWITCH - .42" STSV 80 | 113 | 2020-04-01
JV-2639-XX | BLOWER - STSV | 357 | 2020-04-01
JW-0519-AM | INDICATOR LIGHT- AMBER - STSP | 11 | 2020-04-01
JW-0519-GR | INDICATOR LIGHT - GREEN - 110 volt Luminous | 11 | 2020-04-01
JW-0519-RE | INDICATOR - LIGHT - RED - STSP | 11 | 2020-04-01
JW-MXXX-HX | WIRING HARNESS E SERIES | 47.3 | 2020-04-01
JW-SUXX-HX | WIRING HARNESS STSp US | 47.3 | 2020-04-01
JW-WXXX-HX | WIRING KIT w/ HARNESS SPW/IWP, STW/IW | 85.1 | 2020-04-01
JX-0200-WH | D.S.I. WIRING HARNESS HA140K | 20.6 | 2020-04-01
JX-0201-DD | DSI TWO BURNER 2 462 D901 029 | 317 | 2020-04-01
JX-0201-WH | WIRE HARNESS - FENWALL - ECO 36/52 | 23.2 | 2020-04-01
JX-0204-SC | IGNITOR/SENSOR - ECO ; IL | 81.5 | 2020-04-01
JX-0205-BK | PILOT / IGNITER / SENSOR BRACKET 2100 | 25.5 | 2020-04-01
JX-0205-BK-B | PILOT - IGNITER & SENSOR BRACKET FOR - Q3451B HW IGNITER | 25.5 | 2020-04-01
JX-0205-FS | PILOT FLAME SHIELD 2100 | 40.3 | 2020-04-01
JX-0205-LP | 2100/IO-100 PILOT ORIFICE - LP | 16.7 | 2020-04-01
JX-0205-NG | PILOT BURNER - 2100/IO-100 NG | 82.7 | 2020-04-01
JX-0205-PC | PILOT COVER - MILLIVOLT | 16.7 | 2020-04-01
JX-0205-PK | PILOT GAS TUBE ASSEMBLY KIT 2100 | 50.2 | 2020-04-01
JX-0205-PT | PILOT GAS TUBE ASSEMBLY 2100 | 15.7 | 2020-04-01
JX-0205-XX | PILOT BURNER ASSEMBLY c/w SPARK WIRE & INSULATION - 2100/2300 | 108 | 2020-04-01
JX-0206-XX | D.S.I. CONTROL BRACKET | 11.3 | 2020-04-01
JX-0207-XX | IGNITOR MOUNTING BRACKET (JR) | 14 | 2020-04-01
JX-0209-ZZ | NIPPLE - 1/2" X 2" WITH THREADED HOLE 2100 | 25.1 | 2020-04-01
JX-0210-CL | ORIFICE HOLDER RETAINER CLIP | 1.4 | 2020-04-01
JX-0210-XX | ECOSCHWANK ORIFICE HOLDER | 55.9 | 2020-04-01
JX-0228-FG-25 | FIBERGLASS SLEEVE (BLACK INSULTHERM) 1/4" x 1' | 9.2 | 2020-04-01
JX-0228-RK | HI VOLTAGE SPARK WIRE c/w FIBERGLASS INSULATION REPLACEMENT KIT | 23.6 | 2020-04-01
JX-0228-XX | HI VOLTAGE WIRE - SPARK | 18 | 2020-04-01
JX-0228-YY | HI VOLTAGE WIRE - SPARK 2300 | 18 | 2020-04-01
JX-0228-ZZ | HI VOLTAGE WIRE - SPARK ECO - FENWAL | 18 | 2020-04-01
JX-0229-GR | LOW VOLTAGE WIRE - GROUND | 9.6 | 2020-04-01
JX-0229-SR | LOW VOLTAGE WIRE - SENSOR | 3.4 | 2020-04-01
JX-0229-VA | LOW VOLTAGE WIRE - VALVE | 9.6 | 2020-04-01
JX-0236-SG-P | SINGLE REFLECTOR EXTENSION - JR 37 | 89.1 | 2020-04-01
JX-0237-SG-P | SINGLE REFLECTOR EXTENSION - JR 50 | 93.4 | 2020-04-01
JX-0238-SG-P | REFLECTOR EXTENSION - SINGLE - JR 75 | 120 | 2020-04-01
JX-0239-SG-P | REFLECTOR EXTENSION - SINGLE - JR 100 | 178 | 2020-04-01
JX-0243-IN | TILE - 14/4 EFFECT ULTRA (NO "S") | 75.7 | 2020-04-01
JX-0243-XA | TILE RETAINER 10-7/8" - ECO-X 6, 18, 36 / IL-X 25, 75, 150 | 15.3 | 2020-04-01
JX-0243-XB | TILE RETAINER 9" - ECO-X 10 / IL-X 37 | 18.1 | 2020-04-01
JX-0243-XC | TILE RETAINER 12-5/8" - ECO-X 13, 18, 26 / IL-X 50, 75, 100 | 21 | 2020-04-01
JX-0243-XX | RETAINER STRIP - TILE - ECO/JR | 7.7 | 2020-04-01
JX-0245-XX | GASKET SET - ECO 10, IL-37 | 30.2 | 2020-04-01
JX-0246-XX | GASKET SET - ECO 13, IL-50 | 30.2 | 2020-04-01
JX-0247-XX | GASKET SET - ECO 18, IL-75 | 48.7 | 2020-04-01
JX-0248-XX | GASKET SET - ECO 26, IL-100 | 58.9 | 2020-04-01
JX-0249-XX | TILE PROTECTION GRILLE - ECO 6 & 8 | 37 | 2020-04-01
JX-0252-XA | CONV. KIT - LP TO NG - ECO 10, IL-37 | 67 | 2020-04-01
JX-0252-XA-A | CONV KIT - LP TO NG - ECO 8, IL-25 | 67 | 2020-04-01
JX-0252-XB | CONV. KIT - LP TO NG - ECO 13, IL-50 | 67 | 2020-04-01
JX-0252-XC | CONV. KIT - LP TO NG - ECO 18, IL-75 | 67 | 2020-04-01
JX-0252-XC-A | CONV. KIT - LP TO NG - ECO 36 , IL-150 | 80.5 | 2020-04-01
JX-0252-XD | CONV. KIT - LP TO NG - ECO 26, IL-100 | 67 | 2020-04-01
JX-0252-XD-A | CONV. KIT - LP TO NG - ECO 52 , IL-200 | 80.5 | 2020-04-01
JX-0252-XE | CONV. KIT - LP TO NG - 2312/IO-212 | 67 | 2020-04-01
JX-0252-XF | CONV. KIT - LP TO NG - 2313/IO-213 | 67 | 2020-04-01
JX-0252-XG | CONV. KIT - LP TO NG - 2315/IO-215 | 67 | 2020-04-01
JX-0252-XH | CONV. KIT - LP to NG - 2135/IO-135 | 83.9 | 2020-04-01
JX-0252-XJ | CONV. KIT - LP to NG - 2150/IO-150 | 83.5 | 2020-04-01
JX-0252-XX | TILE PROTECTING GRILLE - ECO 10, IL-37 | 68.6 | 2020-04-01
JX-0253-XA | CONV. KIT - NG TO LP - ECO 10, IL-37, JR 37 | 67 | 2020-04-01
JX-0253-XA-A | CONV KIT - NG TO LP - ECO 8, IL-25 | 67 | 2020-04-01
JX-0253-XB | CONV. KIT - NG TO LP - ECO 13, IL-50, JR 50 | 67 | 2020-04-01
JX-0253-XC | CONV. KIT - NG TO LP - ECO 18, IL-75, JR 75 | 67 | 2020-04-01
JX-0253-XC-A | CONV. KIT - NG TO LP - ECO 36, IL-150 | 80.5 | 2020-04-01
JX-0253-XD | CONV. KIT - NG TO LP - ECO 26, IL-100, JR 100 | 67 | 2020-04-01
JX-0253-XD-A | CONV. KIT - NG TO LP - ECO 52, IL-200 | 80.5 | 2020-04-01
JX-0253-XE | CONV. KIT - NG TO LP - 2312/IO-212 | 67 | 2020-04-01
JX-0253-XF | CONV. KIT - NG TO LP - 2313/IO-213 | 67 | 2020-04-01
JX-0253-XG | CONV. KIT - NG TO LP - 2315/IO-215 | 67 | 2020-04-01
JX-0253-XH | CONV. KIT - NG to LP - 2135/IO-135 | 83.9 | 2020-04-01
JX-0253-XJ | CONV. KIT - NG to LP - 2150/IO-150 | 84.7 | 2020-04-01
JX-0253-XX | TILE PROTECTING GRILLE - ECO 13, IL-50 | 68.6 | 2020-04-01
JX-0254-XX | TILE PROTECTING GRILLE - ECO 18, IL-75 | 72.5 | 2020-04-01
JX-0255-XX | TILE PROTECTING GRILLE - ECO 26, IL-100 | 74.4 | 2020-04-01
JX-0255-ZZ | TILE PROTECTING GRILLE - ECO 52, IL 200 | 128 | 2020-04-01
JX-0260-SG-P | ECO 6 SINGLE REFLECTOR EXTENSIONS | 58.9 | 2020-04-01
JX-0267-AA | NUT&BOLT(QTY 10) FOR TILE FASTNER-ECO/JR | 30.5 | 2020-04-01
JX-0267-XX | TILE FASTENER SET MODELS: ECO, IL | 4.3 | 2020-04-01
JX-0285-MV | ECO END REFLECTOR MILLIVOLT | 23.9 | 2020-04-01
JX-0285-XX | REFLECTOR - IGNITOR END - ECOSCHWANK | 23.9 | 2020-04-01
JX-0286-BX | END REFLECTOR ECO-X-36/52 | 54.6 | 2020-04-01
JX-0286-IX | REFLECTOR - IGNITOR END -ECO-X-36/52 | 27.3 | 2020-04-01
JX-0286-XX | END REFLECTOR - ECOSCHWANK | 23.9 | 2020-04-01
JX-0287-SX | REFLECTOR SPACER BRACKET - ECO-X18/26 | 6.5 | 2020-04-01
JX-0287-XA | SIDE REFLECTOR - ECO-X 6 / IL-X 25 | 13.7 | 2020-04-01
JX-0287-XE | SIDE REFLECTOR - ECO-X 10 / IL-X 37 | 17.3 | 2020-04-01
JX-0288-XE | SIDE REFLECTOR - ECO-X 13 / IL-X 50 | 22 | 2020-04-01
JX-0288-XX | SIDE REFLECTOR - ECOSCHWANK 13 | 41.2 | 2020-04-01
JX-0289-XE | SIDE REFLECTOR - ECO-X 18 / IL-X 75 | 24.4 | 2020-04-01
JX-0289-XX | SIDE REFLECTOR - ECOSCHWANK 18 | 48.5 | 2020-04-01
JX-0290-XE | SIDE REFLECTOR - ECO-X 26 / IL-X 100 | 27.9 | 2020-04-01
JX-0290-XX | SIDE REFLECTOR - ECOSCHWANK 26 | 55.5 | 2020-04-01
JX-0305-PK | CARTON - ECO26 | 38.7 | 2020-04-01
JX-0312-XX | MILIVOLT PILOT COVER DOOR | 13.4 | 2020-04-01
JX-0706-DM | LUMINOUS ORIFICE (# 6 DMS) | 25.4 | 2020-04-01
JX-0710-DM | LUMINOUS ORIFICE (#10 DMS) | 25.4 | 2020-04-01
JX-0711-DM | LUMINOUS ORIFICE (#11 DMS) | 25.4 | 2020-04-01
JX-0713-DM | LUMINOUS ORIFICE (#13 DMS) | 25.4 | 2020-04-01
JX-0716-DM | LUMINOUS ORIFICE (#16 DMS) | 25.4 | 2020-04-01
JX-0718-DM | LUMINOUS ORIFICE (# 18 DMS) | 25.4 | 2020-04-01
JX-0719-DM | LUMINOUS ORIFICE (#19 DMS) | 25.4 | 2020-04-01
JX-0720-DM | LUMINOUS ORIFICE (# 20 DMS) | 25.4 | 2020-04-01
JX-0720-MM | LUMINOUS ORIFICE (# 2.00 MM) | 25.4 | 2020-04-01
JX-0721-DM | LUMINOUS ORIFICE (# 21 DMS) | 25.4 | 2020-04-01
JX-0722-DM | LUMINOUS ORIFICE (# 22 DMS) | 25.4 | 2020-04-01
JX-0722-MM | LUMINOUS ORIFICE (# 2.25 MM) | 25.4 | 2020-04-01
JX-0723-DM | LUMINOUS ORIFICE (#23 DMS) | 25.4 | 2020-04-01
JX-0724-DM | LUMINOUS ORIFICE (# 24 DMS) | 25.4 | 2020-04-01
JX-0725-DM | LUMINOUS ORIFICE (# 25 DMS) | 25.4 | 2020-04-01
JX-0726-DM | LUMINOUS ORIFICE (# 26 DMS) | 25.4 | 2020-04-01
JX-0727-DM | LUMINOUS ORIFICE (#27 DMS) | 25.4 | 2020-04-01
JX-0728-DM | LUMINOUS ORIFICE (# 28 DMS) | 25.4 | 2020-04-01
JX-0728-MM | LUMINOUS ORIFICE (# 2.83 MM) | 25.4 | 2020-04-01
JX-0729-DM | LUMINOUS ORIFICE (#29 DMS) | 25.4 | 2020-04-01
JX-0730-DM | LUMINOUS ORIFICE (#30 DMS) | 25.4 | 2020-04-01
JX-0731-DM | LUMINOUS ORIFICE (#31 DMS) | 25.4 | 2020-04-01
JX-0732-DM | LUMINOUS ORIFICE (#32 DMS) | 25.4 | 2020-04-01
JX-0732-MM | LUMINOUS ORIFICE (# 3.17 MM) | 25.4 | 2020-04-01
JX-0733-DM | LUMINOUS ORIFICE (#33 DMS) | 25.4 | 2020-04-01
JX-0733-MM | LUMINOUS ORIFICE (# 3.30 MM) | 25.4 | 2020-04-01
JX-0734-DM | LUMINOUS ORIFICE (# 34 DMS) | 25.4 | 2020-04-01
JX-0735-DM | LUMINOUS ORIFICE (# 35 DMS) | 25.4 | 2020-04-01
JX-0736-DM | LUMINOUS ORIFICE (#36 DMS) | 25.4 | 2020-04-01
JX-0736-MM | LUMINOUS ORIFICE (# 3.60 MM) | 25.4 | 2020-04-01
JX-0737-DM | LUMINOUS ORIFICE (# 37 DMS) | 25.4 | 2020-04-01
JX-0738-DM | LUMINOUS ORIFICE (#38 DMS) | 25.4 | 2020-04-01
JX-0738-MM | LUMINOUS ORIFICE (# 3.85 MM) | 25.4 | 2020-04-01
JX-0739-DM | LUMINOUS ORIFICE (# 39 DMS) | 25.4 | 2020-04-01
JX-0740-DM | LUMINOUS ORIFICE (# 40 DMS) | 25.4 | 2020-04-01
JX-0741-DM | LUMINOUS ORIFICE (# 41 DMS) | 25.4 | 2020-04-01
JX-0742-DM | LUMINOUS ORIFICE (#42 DMS) | 25.4 | 2020-04-01
JX-0743-DM | LUMINOUS ORIFICE (#43 DMS) | 25.4 | 2020-04-01
JX-0743-MM | LUMINOUS ORIFICE (# 4.30 MM) | 25.4 | 2020-04-01
JX-0744-DM | LUMINOUS ORIFICE (#44 DMS) | 25.4 | 2020-04-01
JX-0745-DM | LUMINOUS ORIFICE (#45 DMS) | 25.4 | 2020-04-01
JX-0746-DM | LUMINOUS ORIFICE (# 46 DMS) | 25.4 | 2020-04-01
JX-0747-DM | LUMINOUS ORIFICE (#47 DMS) | 25.4 | 2020-04-01
JX-0748-DM | LUMINOUS ORIFICE - (# 48 dms) | 25.4 | 2020-04-01
JX-0749-DM | LUMINOUS ORIFICE (#49 DMS) | 25.4 | 2020-04-01
JX-0750-DM | LUMINOUS ORIFICE (# 50 DMS) | 25.4 | 2020-04-01
JX-0751-DM | LUMINOUS ORIFICE (# 51 DMS) | 25.4 | 2020-04-01
JX-0752-DM | LUMINOUS ORIFICE (#52 DMS) | 25.4 | 2020-04-01
JX-0753-DM | LUMINOUS ORIFICE (#53 DMS) | 25.4 | 2020-04-01
JX-0754-DM | LUMINOUS ORIFICE (#54 DMS) | 25.4 | 2020-04-01
JX-0755-DM | LUMINOUS ORIFICE - (# 55 dms) | 25.4 | 2020-04-01
JX-0756-DM | LUMINOUS ORIFICE (#56 DMS) | 25.4 | 2020-04-01
JX-0760-DM | LUMINOUS ORIFICE (#60 DMS) | 25.4 | 2020-04-01
JX-0766-DM | LUMINOUS ORIFICE (# 66 DMS) | 25.4 | 2020-04-01
JX-E025-BO | BURNER ONLY - ECO 06 | 582 | 2020-04-01
JX-E025-PL | BURNER - ECO 06 LP w/ ORIFICE AND HOLDER | 597 | 2020-04-01
JX-E025-PN | BURNER - ECO 06 NG w/ ORIFICE AND HOLDER | 597 | 2020-04-01
JX-E037-BO | BURNER ONLY -ECO 10 | 666 | 2020-04-01
JX-E037-PL | BURNER - ECO 10 LP w/ ORIFICE AND HOLDER | 682 | 2020-04-01
JX-E037-PN | BURNER - ECO 10 NG W/ ORIFICE AND HOLDER | 682 | 2020-04-01
JX-E050-BO | BURNER ONLY - ECO 13 | 779 | 2020-04-01
JX-E050-PL | BURNER - ECO 13 LP w/ ORIFICE AND HOLDER | 794 | 2020-04-01
JX-E050-PN | BURNER - ECO 13 NG w/ ORIFICE AND HOLDER | 794 | 2020-04-01
JX-E075-BO | BURNER ONLY --ECO 18 | 849 | 2020-04-01
JX-E075-PL | BURNER - ECO 18 LP w/ ORIFICE AND HOLDER | 866 | 2020-04-01
JX-E075-PN | BURNER - ECO 18 NG w/ ORIFICE AND HOLDER | 866 | 2020-04-01
JX-E100-BO | BURNER ONLY -ECO 26 | 919 | 2020-04-01
JX-E100-PL | BURNER - ECO 26 LP w/ ORIFICE AND HOLDER | 935 | 2020-04-01
JX-E100-PN | BURNER - ECO 26 NG w/ ORIFICE AND HOLDER | 935 | 2020-04-01
JX-X025-BO | BURNER ONLY - ECO 06-X | 485 | 2020-04-01
JX-X037-BO | BURNER ONLY -ECO 10-X | 529 | 2020-04-01
JX-X050-BO | BURNER ONLY - ECO 13-X | 600 | 2020-04-01
JX-X075-BO | BURNER ONLY --ECO 18-X | 675 | 2020-04-01
JX-X100-BO | BURNER ONLY -ECO 26-X | 951 | 2020-04-01
PS-4005-CB | patioSchwank STAINLESS 4005 LP | 965 | 2020-04-01
PS-4SN5-CB | FIXED MOUNT S/S PATIO HEATER | 1164 | 2020-04-01
PU-R040-BN | RESIDENTIAL PACKAGED "U" TUBE HEATER 40 NG | 1910 | 2020-04-01
PU-R040-BN | RESIDENTIAL PACKAGED "U" TUBE HEATER 40 NG | 1910 | 2020-04-01
PU-0J40-AN | INFRASAVE PACKAGED "U" TUBE HEATER 40 NG (USA) | 1976 | 2020-04-01
PU-PJ40-AN | PATIO POWDER COATED BURNER HOUSING; PACKAGED "U" TUBE HEATER 40 NG (USA) | 2491 | 2020-04-01
PU-WJ40-AN | PATIO STAINLESS STEEL BURNER HOUSING; PACKAGED "U" TUBE HEATER 40 NG (USA) | 2791 | 2020-04-01
TG-0010-KT | DECORATIVE GRILLE KIT - BLACK - 10' | 496 | 2020-04-01
TD-P2AH-M | SST-M PRIMARY TUBE KIT- 20' | 780 | 2020-04-01 | NEW PRODUCT!
TD-P2AH-ST | SST PRIMARY TUBE KIT- 20' | 780 | 2020-04-01 | NEW PRODUCT!
TD-P3AH-M | SST-M PRIMARY TUBE KIT- 30' | 1050 | 2020-04-01 | NEW PRODUCT!
TD-P3AH-M-X | SST-M-X PRIMARY TUBE KIT- 30' | 1050 | 2020-04-01 | NEW PRODUCT!
TD-P3AH-ST | SST-STM PRIMARY TUBE KIT- 30' | 1050 | 2020-04-01 | NEW PRODUCT!
TD-P3AH-STM | SST PRIMARY TUBE KIT- 40' | 1050 | 2020-04-01 | NEW PRODUCT!
TD-P4AH-M-X | SST-M-X PRIMARY TUBE KIT- 40' | 1320 | 2020-04-01 | NEW PRODUCT!
TD-P4AH-ST | SST PRIMARY TUBE KIT- 40' | 1320 | 2020-04-01 | NEW PRODUCT!
TD-P4SS-ST | SST PRIMARY TUBE KIT (1st & 2nd Tubes S/S) - 40' | 1650 | 2020-04-01 | NEW PRODUCT!
TD-S1HH-ST | SST SECONDARY TUBE KIT - 10' | 450 | 2020-04-01 | NEW PRODUCT!
TD-S2HH-ST | SST SECONDARY TUBE KIT - 20' | 690 | 2020-04-01 | NEW PRODUCT!
TD-S3HH-ST | SST SECONDARY TUBE KIT - 30' | 960 | 2020-04-01 | NEW PRODUCT!
TD-S4HH-ST | SST SECONDARY TUBE KIT - 40' | 1230 | 2020-04-01 | NEW PRODUCT!
TK-P020-UL | UL TUBE KIT-PRIMARY 20' - 90-40', 130-40' | 1215 | 2020-04-01
TK-P030-UL | UL TUBE KIT-PRIMARY 30' - 60-30', 130-50' | 1778 | 2020-04-01
TK-P163-UL | UL TUBE KIT-PRIMARY 30' - 160 -50'/60' | 1854 | 2020-04-01
TK-P230-UL | UL TUBE KIT-PRIMARY 30' - 200 -60'/70' | 2012 | 2020-04-01
TK-P330-UL | UL TUBE KIT-STAND ALONE 30' - 90-30' - 3' TURB. | 1778 | 2020-04-01
TK-P620-UL | UL TUBE KIT-STAND ALONE 20' - 60-20' - 6' TURB. | 1215 | 2020-04-01
TK-S020-UL | UL TUBE KIT-SECONDARY 20'- 90-40',130-50', 200-70' | 1187 | 2020-04-01
TK-S230-UL | UL TUBE KIT-SECONDARY 30' - 160-60',200-60' - 2' TURB | 1752 | 2020-04-01
TK-S620-UL | UL TUBE KIT-SECONDARY 20' - 130-40' , 160-50'- 6' TURB | 1187 | 2020-04-01
TM-0010-SU | BUILDER MODEL 'U'-TUBE KIT 10' SECONDARY | 543 | 2020-04-01
TM-0020-SU | BUILDER MODEL 'U'-TUBE KIT 20'U PRIMARY 155 | 1243 | 2020-04-01
TM-0020-SX | BUILDER MODEL TUBE KIT 20' SECONDARY | 543 | 2020-04-01
TM-0030-SX | BUILDER MODEL TUBE KIT 30' SECONDARY | 744 | 2020-04-01
TM-0040-SX | BUILDER MODEL TUBE KIT 40' SECONDARY | 949 | 2020-04-01
TM-1010-SX | BUILDER MODEL TUBE KIT 10' SECONDARY | 368 | 2020-04-01
TM-1020-SU | BUILDER MODEL 'U'-TUBE KIT 20'U STAND ALONE | 1275 | 2020-04-01
TM-1020-SX | BUILDER MODEL TUBE KIT 100 MBH x 20' STAND ALONE | 866 | 2020-04-01
TM-1030-SX | BUILDER MODEL TUBE KIT 30' PRIMARY 175/200 | 1011 | 2020-04-01
TM-1040-SX | BUILDER MODEL TUBE KIT 40' STAND ALONE | 1055 | 2020-04-01
TM-1410-SU | BUILDER MODEL 'U'-TUBE KIT 10'U STAND ALONE | 878 | 2020-04-01
TM-1415-SU | BUILDER MODEL 'U'-TUBE KIT 15'U STAND ALONE | 1199 | 2020-04-01
TM-1420-SX | BUILDER MODEL TUBE KIT 20' STAND ALONE | 677 | 2020-04-01
TM-1430-SX | BUILDER MODEL TUBE KIT 30' STAND ALONE | 866 | 2020-04-01
TM-A120-SU | BUILDER MODEL 'U'-TUBE KIT 20'U PRIMARY 175-200 | 1421 | 2020-04-01
TM-F030-SX | BUILDER MODEL TUBE KIT 30' PRIMARY 80->155 | 850 | 2020-04-01
TS-0020-JZ | PREMIER STS-JZ / IQ TUBE KIT SECONDARY 20' | 666 | 2020-04-01
TS-0030-JZ | PREMIER STS-JZ / IQ TUBE KIT SECONDARY 30' | 934 | 2020-04-01
TS-0040-JZ | PREMIER STS-JZ / IQ TUBE KIT SECONDARY 40' | 1201 | 2020-04-01
TS-1010-JZ | PREMIER STS-JZ / IQ TUBE KIT SECONDARY 10' | 440 | 2020-04-01
TS-1020-JZ | PREMIER STS-JZ / IQ 100MBH x 20' TUBE KIT STAND ALONE | 906 | 2020-04-01
TS-1030-JZ | PREMIER STS-JZ / IQ TUBE KIT 30' PRIMARY 175/200 | 1155 | 2020-04-01
TS-1040-JZ | PREMIER STS-JZ / IQ 40' TUBE KIT STAND ALONE | 1315 | 2020-04-01
TS-1420-JZ | PREMIER STS-JZ / IQ 20' TUBE KIT STAND ALONE | 779 | 2020-04-01
TS-1430-JZ | PREMIER STS-JZ / IQ 30' TUBE KIT STAND ALONE | 1048 | 2020-04-01
TS-F030-JZ | PREMIER STS-JZ / IQ TUBE KIT 30' PRIMARY 110-155 | 1033 | 2020-04-01
TW-0020-JZ | CAR WASH & OUTDOOR TUBE KIT SECONDARY 20' | 735 | 2020-04-01
TW-0020-JZ-2 | STAINLESS STEEL TUBE KIT SECONDARY 20' | 1760 | 2020-04-01
TW-0030-JZ | CAR WASH & OUTDOOR TUBE KIT SECONDARY 30' | 1011 | 2020-04-01
TW-0030-JZ-2 | STAINLESS STEEL TUBE KIT SECONDARY 30' | 2520 | 2020-04-01
TW-0040-JZ | CAR WASH & OUTDOOR TUBE KIT SECONDARY 40' | 1303 | 2020-04-01
TW-0040-JZ-2 | STAINLESS STEEL TUBE KIT SECONDARY 40' | 3280 | 2020-04-01
TW-1010-JZ | CAR WASH & OUTDOOR TUBE KIT SECONDARY 10' | 455 | 2020-04-01
TW-1010-JZ-2 | STAINLESS STEEL TUBE KIT SECONDARY 10' | 1001 | 2020-04-01
TW-1030-JZ | CAR WASH & OUTDOOR TUBE KIT 30 PRIMARY 175-200 | 1254 | 2020-04-01
TW-1030-JZ-2 | STAINLESS STEEL TUBE KIT 30' PRIMARY 175-200 | 2775 | 2020-04-01
TW-1040-JZ | CAR WASH & OUTDOOR 40' TUBE KIT STAND ALONE | 1404 | 2020-04-01
TW-1040-JZ-2 | STAINLESS STEEL 40' TUBE KIT STAND ALONE | 3533 | 2020-04-01
TW-1420-JZ | CAR WASH & OUTDOOR 20' TUBE KIT STAND ALONE | 835 | 2020-04-01
TW-1420-JZ-2 | STAINLESS STEEL 20' TUBE KIT STAND ALONE | 2014 | 2020-04-01
TW-1430-JZ | CAR WASH & OUTDOOR 30' TUBE KIT STAND ALONE | 1100 | 2020-04-01
TW-1430-JZ-2 | STAINLESS STEEL 30' TUBE KIT STAND ALONE | 2775 | 2020-04-01
TW-F030-JZ | CAR WASH & OUTDOOR TUBE KIT 30 PRIMARY 110-155 | 1069 | 2020-04-01
TW-F030-JZ-2 | STAINLESS STEEL TUBE KIT 30' PRIMARY 110-155 | 2775 | 2020-04-01

## electricSchwank
Infrasave Electric Heater |  | electricSchwank
2019 ITEM NO (OLD) | DESC | 2020 ITEM NO (NEW) | DESC
EL-0519-12 | EL-0519 Electric IR Indoor/Outdoor; Single Bulb; 19'' Long; 500 W; 120/1 | ES-0519-12 | ES-0519 Electric IR Indoor/Outdoor; Single Bulb; 19'' Long; 500 W; 120/1
EL-0719-12 | EL-0719 Electric IR Indoor/Outdoor; Single Bulb; 19'' Long; 750 W; 120/1 | ES-0719-12 | ES-0719 Electric IR Indoor/Outdoor; Single Bulb; 19'' Long; 750 W; 120/1
EL-1033-12 | EL-1033 Electric IR Indoor/Outdoor; Single Bulb; 33'' Long; 1000 W; 120/1 | ES-1033-12 | ES-1033 Electric IR Indoor/Outdoor; Single Bulb; 33'' Long; 1000 W; 120/1
EL-1533-12 | EL-1533 Electric IR Indoor/Outdoor; Single Bulb; 33'' Long; 1500 W: 120/1 | ES-1533-12 | ES-1533 Electric IR Indoor/Outdoor; Single Bulb; 33'' Long; 1500 W: 120/1
EL-1533-20 | EL-1533 Electric IR Indoor/Outdoor; Single Bulb; 33'' Long; 1500 W: 208/3 | ES-1533-20 | ES-1533 Electric IR Indoor/Outdoor; Single Bulb; 33'' Long; 1500 W: 208/3
EL-1533-20 | EL-1533 Electric IR Indoor/Outdoor; Single Bulb; 33'' Long; 1500 W; 208/3 | ES-1533-20 | ES-1533 Electric IR Indoor/Outdoor; Single Bulb; 33'' Long; 1500 W; 208/3
EL-1533-24 | EL-1533 Electric IR Indoor/Outdoor; Single Bulb; 33'' Long; 1500 W: 240/1 | ES-1533-24 | ES-1533 Electric IR Indoor/Outdoor; Single Bulb; 33'' Long; 1500 W: 240/1
EL-2039-20 | EL-2039 Electric IR Indoor/Outdoor; Single Bulb; 39'' Long; 2000 W: 208/3 | ES-2039-20 | ES-2039 Electric IR Indoor/Outdoor; Single Bulb; 39'' Long; 2000 W: 208/3
EL-2039-24 | EL-2039 Electric IR Indoor/Outdoor; Single Bulb; 39'' Long; 2000 W: 240/1 | ES-2039-24 | ES-2039 Electric IR Indoor/Outdoor; Single Bulb; 39'' Long; 2000 W: 240/1
EL-2039-27 | EL-2039 Electric IR Indoor/Outdoor; Single Bulb; 39'' Long; 2000 W: 277/1 | ES-2039-27 | ES-2039 Electric IR Indoor/Outdoor; Single Bulb; 39'' Long; 2000 W: 277/1
EL-2039-48 | EL-2039 Electric IR Indoor/Outdoor; Single Bulb; 39'' Long; 2000 W; 480/3 | ES-2039-48 | ES-2039 Electric IR Indoor/Outdoor; Single Bulb; 39'' Long; 2000 W: 480/3
EL-2539-20 | EL-2539 Electric IR Indoor/Outdoor; Single Bulb; 39'' Long; 2500 W: 208/3 | ES-2539-20 | ES-2539 Electric IR Indoor/Outdoor; Single Bulb; 39'' Long; 2500 W: 208/3
EL-2539-24 | EL-2539 Electric IR Indoor/Outdoor; Single Bulb; 39'' Long; 2500 W: 240/1 | ES-2539-24 | ES-2539 Electric IR Indoor/Outdoor; Single Bulb; 39'' Long; 2500 W: 240/1
EL-2539-27 | EL-2539 Electric IR Indoor/Outdoor; Single Bulb; 39'' Long; 2500 W: 277/1 | ES-2539-27 | ES-2539 Electric IR Indoor/Outdoor; Single Bulb; 39'' Long; 2500 W: 277/1
EL-2539-48 | EL-2539 Electric IR Indoor/Outdoor; Single Bulb; 39'' Long; 2500 W: 480/3 | ES-2539-48 | ES-2539 Electric IR Indoor/Outdoor; Single Bulb; 39'' Long; 2500 W: 480/3
EL-2539-48 | EL-2539 Electric IR Indoor/Outdoor; Single Bulb; 39'' Long; 2500 W; 480/3 | ES-2539-48 | ES-2539 Electric IR Indoor/Outdoor; Single Bulb; 39'' Long; 2500 W; 480/3
EL-3033-20 | ELD-3033 Electric IR Indoor/Outdoor; Dual Bulb; 33'' Long; 3000 W: 208/3 | ES-3033-20 | ESD-3033 Electric IR Indoor/Outdoor; Dual Bulb; 33'' Long; 3000 W: 208/3
EL-3033-24 | ELD-3033 Electric IR Indoor/Outdoor; Dual Bulb; 33'' Long; 3000 W: 240/1 | ES-3033-24 | ESD-3033 Electric IR Indoor/Outdoor; Dual Bulb; 33'' Long; 3000 W: 240/1
EL-3033-27 | ELD-3033 Electric IR Indoor/Outdoor; Dual Bulb; 33'' Long; 3000 W: 277/1 | ES-3033-27 | ESD-3033 Electric IR Indoor/Outdoor; Dual Bulb; 33'' Long; 3000 W: 277/1
EL-3033-48 | ELD-3033 Electric IR Indoor/Outdoor; Dual Bulb; 33'' Long; 3000 W: 480/3 | ES-3033-48 | ESD-3033 Electric IR Indoor/Outdoor; Dual Bulb; 33'' Long; 3000 W: 480/3
EL-3061-20 | EL-3061 Electric IR Indoor/Outdoor; Single Bulb; 61'' Long; 3000 W: 208/3 | ES-3061-20 | ES-3061 Electric IR Indoor/Outdoor; Single Bulb; 61'' Long; 3000 W: 208/3
EL-3061-24 | EL-3061 Electric IR Indoor/Outdoor; Single Bulb; 61'' Long; 3000 W: 240/1 | ES-3061-24 | ES-3061 Electric IR Indoor/Outdoor; Single Bulb; 61'' Long; 3000 W: 240/1
EL-3061-27 | EL-3061 Electric IR Indoor/Outdoor; Single Bulb; 61'' Long; 3000 W: 277/1 | ES-3061-27 | ES-3061 Electric IR Indoor/Outdoor; Single Bulb; 61'' Long; 3000 W: 277/1
EL-3061-48 | EL-3061 Electric IR Indoor/Outdoor; Single Bulb; 61'' Long; 3000 W: 480/3 | ES-3061-48 | ES-3061 Electric IR Indoor/Outdoor; Single Bulb; 61'' Long; 3000 W; 480/3
EL-4039-20 | ELD-4039 Electric IR Indoor/Outdoor; Dual Bulb; 39'' Long; 4000 W: 208/3 | ES-4039-20 | ESD-4039 Electric IR Indoor/Outdoor; Dual Bulb; 39'' Long; 4000 W: 208/3
EL-4039-24 | ELD-4039 Electric IR Indoor/Outdoor; Dual Bulb; 39'' Long; 4000 W: 240/1 | ES-4039-24 | ESD-4039 Electric IR Indoor/Outdoor; Dual Bulb; 39'' Long; 4000 W: 240/1
EL-4039-27 | ELD-4039 Electric IR Indoor/Outdoor; Dual Bulb; 39'' Long; 4000 W: 277/1 | ES-4039-27 | ESD-4039 Electric IR Indoor/Outdoor; Dual Bulb; 39'' Long; 4000 W: 277/1
EL-4039-48 | ELD-4039 Electric IR Indoor/Outdoor; Dual Bulb; 39'' Long; 4000 W; 480/3 | ES-4039-48 | ESD-4039 Electric IR Indoor/Outdoor; Dual Bulb; 39'' Long; 4000 W: 480/3
EL-4061-20 | EL-4061 Electric IR Indoor/Outdoor; Single Bulb; 61'' Long; 4000 W: 208/3 | ES-4061-20 | ES-4061 Electric IR Indoor/Outdoor; Single Bulb; 61'' Long; 4000 W: 208/3
EL-4061-24 | EL-4061 Electric IR Indoor/Outdoor; Single Bulb; 61'' Long; 4000 W: 240/1 | ES-4061-24 | ES-4061 Electric IR Indoor/Outdoor; Single Bulb; 61'' Long; 4000 W: 240/1
EL-4061-27 | EL-4061 Electric IR Indoor/Outdoor; Single Bulb; 61'' Long; 4000 W: 277/1 | ES-4061-27 | ES-4061 Electric IR Indoor/Outdoor; Single Bulb; 61'' Long; 4000 W: 277/1
EL-4061-48 | EL-4061 Electric IR Indoor/Outdoor; Single Bulb; 61'' Long; 4000 W; 480/3 | ES-4061-48 | ES-4061 Electric IR Indoor/Outdoor; Single Bulb; 61'' Long; 4000 W; 480/3
EL-5039-20 | ELD-5039 Electric IR Indoor/Outdoor; Dual Bulb; 39'' Long; 5000 W: 208/3 | ES-5039-20 | ESD-5039 Electric IR Indoor/Outdoor; Dual Bulb; 39'' Long; 5000 W: 208/3
EL-5039-24 | ELD-5039 Electric IR Indoor/Outdoor; Dual Bulb; 39'' Long; 5000 W: 240/1 | ES-5039-24 | ESD-5039 Electric IR Indoor/Outdoor; Dual Bulb; 39'' Long; 5000 W: 240/1
EL-5039-27 | ELD-5039 Electric IR Indoor/Outdoor; Dual Bulb; 39'' Long; 5000 W: 277/1 | ES-5039-27 | ESD-5039 Electric IR Indoor/Outdoor; Dual Bulb; 39'' Long; 5000 W: 277/1
EL-5039-48 | ELD-5039 Electric IR Indoor/Outdoor; Dual Bulb; 39'' Long; 5000 W; 480/3 | ES-5039-48 | ESD-5039 Electric IR Indoor/Outdoor; Dual Bulb; 39'' Long; 5000 W: 480/3
EL-6061-20 | ELD-6061 Electric IR Indoor/Outdoor; Dual Bulb; 61'' Long; 6000 W: 208/3 | ES-6061-20 | ESD-6061 Electric IR Indoor/Outdoor; Dual Bulb; 61'' Long; 6000 W: 208/3
EL-6061-24 | ELD-6061 Electric IR Indoor/Outdoor; Dual Bulb; 61'' Long; 6000 W: 240/1 | ES-6061-24 | ESD-6061 Electric IR Indoor/Outdoor; Dual Bulb; 61'' Long; 6000 W: 240/1
EL-6061-27 | ELD-6061 Electric IR Indoor/Outdoor; Dual Bulb; 61'' Long; 6000 W: 277/1 | ES-6061-27 | ESD-6061 Electric IR Indoor/Outdoor; Dual Bulb; 61'' Long; 6000 W: 277/1
EL-6061-48 | ELD-6061 Electric IR Indoor/Outdoor; Dual Bulb; 61'' Long; 6000 W; 480/3 | ES-6061-48 | ESD-6061 Electric IR Indoor/Outdoor; Dual Bulb; 61'' Long; 6000 W; 480/3